## 1_층별종합현황
층 | Tier | Zone수 | Room/Space수 | 설비수 | 센서수 | 명령/설정값수 | 총 인스턴스
B동 지하4층 (B4F) | 지하 | 1 | 1 | 6 | 5 | 0 | 13
B동 지하3층 (B3F) | 지하 | 1 | 1 | 4 | 5 | 0 | 11
B동 지하2층 (B2F) | 지하 | 2 | 2 | 8 | 5 | 0 | 17
B동 지하1층 (B1F) | 지하 | 2 | 2 | 36 | 5 | 0 | 45
B동 1층 (포디움) | 포디움 | 1 | 3 | 3 | 4 | 0 | 11
B동 2층 (포디움) | 포디움 | 1 | 1 | 1 | 4 | 0 | 7
B동 3층 (포디움) | 포디움 | 1 | 1 | 2 | 4 | 0 | 8
B동 5층 (오피스) | Tier 1 (일반) | 6 | 4 | 15 | 13 | 5 | 43
B동 6층 (오피스) | Tier 1 (일반) | 6 | 4 | 13 | 12 | 3 | 38
B동 7층 (오피스) | Tier 1 (일반) | 6 | 4 | 13 | 12 | 3 | 38
B동 8층 (오피스) | Tier 1 (일반) | 6 | 4 | 13 | 12 | 3 | 38
B동 9층 (오피스) | Tier 1 (일반) | 6 | 4 | 13 | 12 | 3 | 38
B동 10층 (오피스) | Tier 1 (일반) | 6 | 4 | 13 | 12 | 3 | 38
B동 11층 (오피스) | Tier 2 (관리자) | 6 | 5 | 13 | 12 | 3 | 39
B동 12층 (오피스) | Tier 2 (관리자) | 6 | 5 | 13 | 12 | 3 | 39
B동 14층 (오피스) | Tier 3 (임원) | 6 | 5 | 13 | 12 | 3 | 39
B동 15층 (오피스) | Tier 3 (임원) | 6 | 5 | 13 | 12 | 3 | 39
B동 옥상 (RF) | 옥상 | 1 | 1 | 13 | 5 | 0 | 20

## 2_층별상세
층 | Tier | 구분 | 인스턴스 ID | 타입 | 라벨 | 신뢰도
B동 지하4층 (B4F) | 지하 | Zone | Parking_Zone_B4F | HVAC_Zone | B동 B4F 주차장 환기존 | inferred
B동 지하4층 (B4F) | 지하 | Room/Space | Parking_B4F | Room | 지하4층 주차장 | inferred
B동 지하4층 (B4F) | 지하 | Equipment | Emergency_Lighting_B4F | Lighting_Equipment | 지하4층 비상조명 | inferred
B동 지하4층 (B4F) | 지하 | Equipment | Exhaust_Fan_B4F | Exhaust_Fan | 지하4층 배기팬 | inferred
B동 지하4층 (B4F) | 지하 | Equipment | Intercom_B4F | Equipment | 지하4층 주차장 비상인터폰 | inferred
B동 지하4층 (B4F) | 지하 | Equipment | Sewage_Pump_1 | Water_Pump | 지하 배수펌프 #1 | inferred
B동 지하4층 (B4F) | 지하 | Equipment | Sewage_Pump_2 | Water_Pump | 지하 배수펌프 #2 (예비) | inferred
B동 지하4층 (B4F) | 지하 | Equipment | Supply_Fan_B4F | Supply_Fan | 지하4층 급기팬 | inferred
B동 지하4층 (B4F) | 지하 | Sensor | CO_Sensor_B4F_1 | CO_Sensor | 지하4층 주차장 CO 센서 #1 | inferred
B동 지하4층 (B4F) | 지하 | Sensor | CO_Sensor_B4F_2 | CO_Sensor | 지하4층 주차장 CO 센서 #2 | inferred
B동 지하4층 (B4F) | 지하 | Sensor | CO_Sensor_B4F_3 | CO_Sensor | 지하4층 주차장 CO 센서 #3 | inferred
B동 지하4층 (B4F) | 지하 | Sensor | Sump_Level_Sensor_1 | Water_Level_Sensor | 집수정 수위 센서 #1 | inferred
B동 지하4층 (B4F) | 지하 | Sensor | Sump_Pit_Level_1 | Water_Level_Sensor | 배수조 수위센서 #1 | inferred
B동 지하4층 (B4F) | 지하 | Floor | B_B4F | Floor | B동 지하4층 (B4F) | confirmed
B동 지하3층 (B3F) | 지하 | Zone | Parking_Zone_B3F | HVAC_Zone | B동 B3F 주차장 환기존 | inferred
B동 지하3층 (B3F) | 지하 | Room/Space | Parking_B3F | Room | 지하3층 주차장 | inferred
B동 지하3층 (B3F) | 지하 | Equipment | Emergency_Lighting_B3F | Lighting_Equipment | 지하3층 비상조명 | inferred
B동 지하3층 (B3F) | 지하 | Equipment | Exhaust_Fan_B3F | Exhaust_Fan | 지하3층 배기팬 | inferred
B동 지하3층 (B3F) | 지하 | Equipment | Intercom_B3F | Equipment | 지하3층 주차장 비상인터폰 | inferred
B동 지하3층 (B3F) | 지하 | Equipment | Supply_Fan_B3F | Supply_Fan | 지하3층 급기팬 | inferred
B동 지하3층 (B3F) | 지하 | Sensor | CO_Sensor_B3F_1 | CO_Sensor | 지하3층 주차장 CO 센서 #1 | inferred
B동 지하3층 (B3F) | 지하 | Sensor | CO_Sensor_B3F_2 | CO_Sensor | 지하3층 주차장 CO 센서 #2 | inferred
B동 지하3층 (B3F) | 지하 | Sensor | CO_Sensor_B3F_3 | CO_Sensor | 지하3층 주차장 CO 센서 #3 | inferred
B동 지하3층 (B3F) | 지하 | Sensor | Sump_Level_Sensor_2 | Water_Level_Sensor | 집수정 수위 센서 #2 | inferred
B동 지하3층 (B3F) | 지하 | Sensor | Sump_Pit_Level_2 | Water_Level_Sensor | 배수조 수위센서 #2 | inferred
B동 지하3층 (B3F) | 지하 | Floor | B_B3F | Floor | B동 지하3층 (B3F) | confirmed
B동 지하2층 (B2F) | 지하 | Zone | Electrical_Zone_B2F | HVAC_Zone | B동 B2F 전기실 환기존 | inferred
B동 지하2층 (B2F) | 지하 | Zone | Parking_Zone_B2F | HVAC_Zone | B동 B2F 주차장 환기존 | inferred
B동 지하2층 (B2F) | 지하 | Room/Space | B_B2F_Mechanical_Room | Room, Mechanical_Room | B2F 전기실/수변전실 | estimated
B동 지하2층 (B2F) | 지하 | Room/Space | Parking_B2F | Room | 지하2층 주차장 | inferred
B동 지하2층 (B2F) | 지하 | Equipment | Emergency_Generator | Emergency_Generator | 비상발전기 | estimated
B동 지하2층 (B2F) | 지하 | Equipment | Emergency_Lighting_B2F | Lighting_Equipment | 지하2층 비상조명 | inferred
B동 지하2층 (B2F) | 지하 | Equipment | Exhaust_Fan_B2F | Exhaust_Fan | 지하2층 배기팬 | inferred
B동 지하2층 (B2F) | 지하 | Equipment | Intercom_B2F | Equipment | 지하2층 주차장 비상인터폰 | inferred
B동 지하2층 (B2F) | 지하 | Equipment | Main_Distribution_Panel | Switchgear | 주 배전반 (MDP) | estimated
B동 지하2층 (B2F) | 지하 | Equipment | Supply_Fan_B2F | Supply_Fan | 지하2층 급기팬 | inferred
B동 지하2층 (B2F) | 지하 | Equipment | Transformer_Group | Transformer | B동 변압기 그룹 (추정 5~8대) | estimated
B동 지하2층 (B2F) | 지하 | Equipment | UPS_System | UPS | 무정전전원공급장치 (UPS) | estimated
B동 지하2층 (B2F) | 지하 | Sensor | CO_Sensor_B2F_1 | CO_Sensor | 지하2층 주차장 CO 센서 #1 | inferred
B동 지하2층 (B2F) | 지하 | Sensor | CO_Sensor_B2F_2 | CO_Sensor | 지하2층 주차장 CO 센서 #2 | inferred
B동 지하2층 (B2F) | 지하 | Sensor | CO_Sensor_B2F_3 | CO_Sensor | 지하2층 주차장 CO 센서 #3 | inferred
B동 지하2층 (B2F) | 지하 | Sensor | Room_Humidity_B2F | Zone_Air_Humidity_Sensor | 지하2층 전기실 습도 센서 | inferred
B동 지하2층 (B2F) | 지하 | Sensor | Room_Temp_B2F | Zone_Air_Temperature_Sensor | 지하2층 전기실 온도 센서 | inferred
B동 지하2층 (B2F) | 지하 | Floor | B_B2F | Floor | B동 지하2층 (B2F) | confirmed
B동 지하1층 (B1F) | 지하 | Zone | Cafeteria_Zone_B1F | HVAC_Zone | B동 B1F 구내식당 공조존 | inferred
B동 지하1층 (B1F) | 지하 | Zone | Mechanical_Zone_B1F | HVAC_Zone | B동 B1F 기계실 환기존 | inferred
B동 지하1층 (B1F) | 지하 | Room/Space | B_B1F_Mechanical_Room | Room, Mechanical_Room | B1F 기계실 | estimated
B동 지하1층 (B1F) | 지하 | Room/Space | Cafeteria_B1F | Room | 지하1층 구내식당 | inferred
B동 지하1층 (B1F) | 지하 | Equipment | BMS_Server | Controller, Server | BMS 중앙 서버 (추정) | estimated
B동 지하1층 (B1F) | 지하 | Equipment | Boiler_1 | Boiler | 보일러 #1 | estimated
B동 지하1층 (B1F) | 지하 | Equipment | Boiler_2 | Boiler | 보일러 #2 (추정) | estimated
B동 지하1층 (B1F) | 지하 | Equipment | Boiler_3 | Boiler | 보일러 #3 | inferred
B동 지하1층 (B1F) | 지하 | Equipment | Boiler_Plant | Boiler | 온열원 플랜트 | estimated
B동 지하1층 (B1F) | 지하 | Equipment | CC_Pump_1 | Chilled_Water_Pump | 칠드실링 전용 냉수 순환펌프 #1 | estimated
B동 지하1층 (B1F) | 지하 | Equipment | CHW_Pump_1 | Chilled_Water_Pump | 냉수 순환펌프 #1 | estimated
B동 지하1층 (B1F) | 지하 | Equipment | CHW_Pump_Group | Chilled_Water_Pump | 냉수 순환펌프 그룹 (추정 4~6대, GEC 전체) | estimated
B동 지하1층 (B1F) | 지하 | Equipment | CW_Pump_1 | Condenser_Water_Pump | 냉각수 순환펌프 #1 | estimated
B동 지하1층 (B1F) | 지하 | Equipment | CW_Pump_Group | Condenser_Water_Pump | 냉각수 순환펌프 그룹 (추정 4~6대, GEC 전체) | estimated
B동 지하1층 (B1F) | 지하 | Equipment | Chiller_1 | Chiller | 칠러 #1 | estimated
B동 지하1층 (B1F) | 지하 | Equipment | Chiller_2 | Chiller | 칠러 #2 (추정) | estimated
B동 지하1층 (B1F) | 지하 | Equipment | Chiller_3 | Chiller | 칠러 #3 (추정) | estimated
B동 지하1층 (B1F) | 지하 | Equipment | Chiller_4 | Chiller | 칠러 #4 (추정) | estimated
B동 지하1층 (B1F) | 지하 | Equipment | Chiller_Plant | Chiller_Plant | 냉열원 플랜트 | estimated
B동 지하1층 (B1F) | 지하 | Equipment | Control_Valve_CHW_Group | Valve | 냉수 제어밸브 그룹 (추정 60~120개, B동) | estimated
B동 지하1층 (B1F) | 지하 | Equipment | Control_Valve_HW_Group | Valve | 온수 제어밸브 그룹 (추정 40~80개, B동) | estimated
B동 지하1층 (B1F) | 지하 | Equipment | Emergency_Lighting_B1F | Lighting_Equipment | 지하1층 비상조명 | inferred
B동 지하1층 (B1F) | 지하 | Equipment | Exhaust_Fan_B1F | Exhaust_Fan | 지하1층 배기팬 | inferred
B동 지하1층 (B1F) | 지하 | Equipment | Fire_Detection_System | Equipment | 자동화재탐지설비 (R형) | inferred
B동 지하1층 (B1F) | 지하 | Equipment | Grease_Trap_B1F | Equipment | 그리스트랩 (구내식당) | inferred
B동 지하1층 (B1F) | 지하 | Equipment | Ground_Electrode | Equipment | 접지극 | inferred
B동 지하1층 (B1F) | 지하 | Equipment | HW_Pump_1 | Hot_Water_Pump | 온수 순환펌프 #1 | estimated
B동 지하1층 (B1F) | 지하 | Equipment | HW_Pump_Group | Hot_Water_Pump | 온수 순환펌프 그룹 (추정 3~5대, GEC 전체) | estimated
B동 지하1층 (B1F) | 지하 | Equipment | Intercom_B1F | Equipment | 지하1층 비상인터폰 | inferred
B동 지하1층 (B1F) | 지하 | Equipment | Kitchen_Exhaust_Fan_B1F | Exhaust_Fan | 지하1층 구내식당 주방 배기팬 | inferred
B동 지하1층 (B1F) | 지하 | Equipment | Pressure_Controller_UFAD | Controller | UFAD 플레넘 압력 제어기 | estimated
B동 지하1층 (B1F) | 지하 | Equipment | Pressure_Tank | Equipment | 급수 압력탱크 | inferred
B동 지하1층 (B1F) | 지하 | Equipment | Rainwater_Pump | Pump | 우수 재활용 펌프 | inferred
B동 지하1층 (B1F) | 지하 | Equipment | Rainwater_Storage_Tank | Equipment | 우수 저류조 (추정 ~50 m³) | estimated
B동 지하1층 (B1F) | 지하 | Equipment | Rainwater_Tank | Equipment | 우수 저류 탱크 | inferred
B동 지하1층 (B1F) | 지하 | Equipment | Supply_Fan_B1F | Supply_Fan | 지하1층 급기팬 | inferred
B동 지하1층 (B1F) | 지하 | Equipment | Wastewater_Aeration_Pump | Pump | 중수처리 폭기 펌프 | inferred
B동 지하1층 (B1F) | 지하 | Equipment | Wastewater_Treatment_Tank | Equipment | 중수 저장탱크 (추정 ~100 m³) | estimated
B동 지하1층 (B1F) | 지하 | Equipment | Water_Supply_Pump_1 | Water_Pump | 급수 가압펌프 #1 | inferred
B동 지하1층 (B1F) | 지하 | Equipment | Water_Supply_Pump_2 | Water_Pump | 급수 가압펌프 #2 (예비) | inferred
B동 지하1층 (B1F) | 지하 | Sensor | Room_Humidity_B1F | Zone_Air_Humidity_Sensor | 지하1층 기계실 습도 센서 | inferred
B동 지하1층 (B1F) | 지하 | Sensor | Room_Temp_B1F | Zone_Air_Temperature_Sensor | 지하1층 기계실 온도 센서 | inferred
B동 지하1층 (B1F) | 지하 | Sensor | Water_Flow_Meter | Water_Flow_Sensor | 급수 유량계 (메인) | inferred
B동 지하1층 (B1F) | 지하 | Sensor | Water_Meter_Main | Water_Flow_Sensor | 건물 급수 주계량기 | inferred
B동 지하1층 (B1F) | 지하 | Sensor | Water_Pressure_Sensor | Pressure_Sensor | 급수 압력 센서 | inferred
B동 지하1층 (B1F) | 지하 | Floor | B_B1F | Floor | B동 지하1층 (B1F) | confirmed
B동 지하1층 (B1F) | 지하 | System | Wastewater_Treatment | Wastewater_Treatment_System | 중수도 처리 시스템 | inferred
B동 1층 (포디움) | 포디움 | Zone | Lobby_Zone_1F | HVAC_Zone | B동 1F 로비 공조존 | inferred
B동 1층 (포디움) | 포디움 | Room/Space | B_1F_Amenity | Location | 1F 편의시설 | estimated
B동 1층 (포디움) | 포디움 | Room/Space | B_1F_Lobby | Location | 1F 로비/현관홀 | estimated
B동 1층 (포디움) | 포디움 | Room/Space | Main_Lobby_1F | Room | 1층 메인 로비 | inferred
B동 1층 (포디움) | 포디움 | Equipment | Access_Control_1F | Equipment | 1층 출입통제 장치 | inferred
B동 1층 (포디움) | 포디움 | Equipment | Air_Curtain_1F | AHU | 1층 로비 에어커튼 | inferred
B동 1층 (포디움) | 포디움 | Equipment | PAC_Lobby_1F | AHU | 1층 로비 공조기 (PAC) | inferred
B동 1층 (포디움) | 포디움 | Sensor | CO2_1F | CO2_Sensor | B동 1층 로비 CO2 센서 | inferred
B동 1층 (포디움) | 포디움 | Sensor | Occupancy_Lobby_1F | Occupancy_Sensor | 1층 로비 재실 센서 | inferred
B동 1층 (포디움) | 포디움 | Sensor | ZAH_Lobby_1F | Zone_Air_Humidity_Sensor | 1층 로비 습도 센서 | inferred
B동 1층 (포디움) | 포디움 | Sensor | ZAT_Lobby_1F | Zone_Air_Temperature_Sensor | 1층 로비 온도 센서 | inferred
B동 1층 (포디움) | 포디움 | Floor | B_1F | Floor | B동 1층 (포디움) | confirmed
B동 2층 (포디움) | 포디움 | Zone | Lounge_Zone_2F | HVAC_Zone | B동 2F 라운지 공조존 | inferred
B동 2층 (포디움) | 포디움 | Room/Space | Lounge_2F | Room | 2층 라운지/공용 공간 | inferred
B동 2층 (포디움) | 포디움 | Equipment | FCU_2F | Fan_Coil_Unit | B동 2층 라운지 팬코일유닛 | inferred
B동 2층 (포디움) | 포디움 | Sensor | CO2_2F | CO2_Sensor | B동 2층 라운지 CO2 센서 | inferred
B동 2층 (포디움) | 포디움 | Sensor | Occupancy_2F | Occupancy_Sensor | B동 2층 라운지 재실 센서 | inferred
B동 2층 (포디움) | 포디움 | Sensor | ZAH_2F | Zone_Air_Humidity_Sensor | 2층 습도 센서 | inferred
B동 2층 (포디움) | 포디움 | Sensor | ZAT_2F | Zone_Air_Temperature_Sensor | 2층 온도 센서 | inferred
B동 2층 (포디움) | 포디움 | Floor | B_2F | Floor | B동 2층 (포디움) | confirmed
B동 3층 (포디움) | 포디움 | Zone | Conference_Zone_3F | HVAC_Zone | B동 3F 회의실 공조존 | inferred
B동 3층 (포디움) | 포디움 | Room/Space | Conference_Center_3F | Room | 3층 회의/컨퍼런스 공간 | inferred
B동 3층 (포디움) | 포디움 | Equipment | FCU_3F_1 | Fan_Coil_Unit | B동 3층 회의실 팬코일유닛 1 | inferred
B동 3층 (포디움) | 포디움 | Equipment | FCU_3F_2 | Fan_Coil_Unit | B동 3층 회의실 팬코일유닛 2 | inferred
B동 3층 (포디움) | 포디움 | Sensor | CO2_3F | CO2_Sensor | 3층 CO2 센서 | inferred
B동 3층 (포디움) | 포디움 | Sensor | Occupancy_3F | Occupancy_Sensor | B동 3층 회의실 재실 센서 | inferred
B동 3층 (포디움) | 포디움 | Sensor | ZAH_3F | Zone_Air_Humidity_Sensor | 3층 습도 센서 | inferred
B동 3층 (포디움) | 포디움 | Sensor | ZAT_3F | Zone_Air_Temperature_Sensor | 3층 온도 센서 | inferred
B동 3층 (포디움) | 포디움 | Floor | B_3F | Floor | B동 3층 (포디움) | confirmed
B동 5층 (오피스) | Tier 1 | Zone | B_5F_Interior_Zone | HVAC_Zone | B동 5F 내주부 존 (Interior) | estimated
B동 5층 (오피스) | Tier 1 | Zone | B_5F_Perimeter_East | HVAC_Zone | B동 5F 동향 외주부 존 (East Perimeter) | estimated
B동 5층 (오피스) | Tier 1 | Zone | B_5F_Perimeter_North | HVAC_Zone | B동 5F 북향 외주부 존 (North Perimeter) | estimated
B동 5층 (오피스) | Tier 1 | Zone | B_5F_Perimeter_South | HVAC_Zone | B동 5F 남향 외주부 존 (South Perimeter) | estimated
B동 5층 (오피스) | Tier 1 | Zone | B_5F_Perimeter_West | HVAC_Zone | B동 5F 서향 외주부 존 (West Perimeter) | estimated
B동 5층 (오피스) | Tier 1 | Zone | ZAT_SP_5F_Int | Zone_Air_Temperature_Setpoint | 5F 내주부 존 온도 설정값 | estimated
B동 5층 (오피스) | Tier 1 | Room/Space | B_5F_Meeting_Room_Group | Meeting_Room | 5F 회의실 그룹 (추정 8~10실) | estimated
B동 5층 (오피스) | Tier 1 | Room/Space | B_5F_Open_Office | Office_Space | 5F 오픈 오피스 | estimated
B동 5층 (오피스) | Tier 1 | Room/Space | B_5F_Server_Room | Server_Room | 5F 서버/통신실 | estimated
B동 5층 (오피스) | Tier 1 | Room/Space | B_5F_Support_Space | Support_Space | 5F 지원 공간 (탕비실/문서실) | estimated
B동 5층 (오피스) | Tier 1 | Equipment | AHU_UFAD_1 | AHU | UFAD 전용 AHU #1 | estimated
B동 5층 (오피스) | Tier 1 | Equipment | CC_Distribution_Header_5F | Distribution_Header | 5F 칠드실링 분배기 | estimated
B동 5층 (오피스) | Tier 1 | Equipment | CC_Panel_5F_Int | Chilled_Ceiling_Panel | 5F 내주부 칠드실링 패널 | estimated
B동 5층 (오피스) | Tier 1 | Equipment | CC_Panel_5F_West | Chilled_Ceiling_Panel | 5F 서향 칠드실링 패널 | estimated
B동 5층 (오피스) | Tier 1 | Equipment | CC_Three_Way_Valve_5F | Valve | 5F 칠드실링 3방밸브 | estimated
B동 5층 (오피스) | Tier 1 | Equipment | DSF_Inner_Window_West | HVAC_Equipment | 서향 이중외피 내측 창문 | estimated
B동 5층 (오피스) | Tier 1 | Equipment | DSF_Louver_West | DSF_Louver | 서향 이중외피 루버 | estimated
B동 5층 (오피스) | Tier 1 | Equipment | DSF_West_Unit | HVAC_Equipment | 서향 이중외피 유닛 | estimated
B동 5층 (오피스) | Tier 1 | Equipment | Floor_Diffuser_5F_East | Floor_Diffuser | 5F 동향 외주부 바닥 디퓨저 | estimated
B동 5층 (오피스) | Tier 1 | Equipment | Floor_Diffuser_5F_Int | Floor_Diffuser | 5F 내주부 바닥 디퓨저 | estimated
B동 5층 (오피스) | Tier 1 | Equipment | Floor_Diffuser_5F_West | Floor_Diffuser | 5F 서향 외주부 바닥 디퓨저 | estimated
B동 5층 (오피스) | Tier 1 | Equipment | Light_Shelf_West | Lighting_Equipment | 서향 가변형 라이트셀프 | estimated
B동 5층 (오피스) | Tier 1 | Equipment | RH_Distribution_Header_5F | Distribution_Header | 5F 복사난방 분배기 | estimated
B동 5층 (오피스) | Tier 1 | Equipment | RH_Panel_5F_Int | Radiant_Heating_Panel | 5F 내주부 복사난방 패널 | estimated
B동 5층 (오피스) | Tier 1 | Equipment | RH_Three_Way_Valve_5F | Valve | 5F 복사난방 3방밸브 | estimated
B동 5층 (오피스) | Tier 1 | Sensor | CO2_5F_Int | CO2_Sensor | 5F 내주부 CO2 센서 | estimated
B동 5층 (오피스) | Tier 1 | Sensor | Condensation_Sensor_5F | Condensation_Sensor | 5F 결로방지 센서 | estimated
B동 5층 (오피스) | Tier 1 | Sensor | DSF_Cavity_Temp | DSF_Cavity_Temperature_Sensor | 이중외피 캐비티 온도 센서 | estimated
B동 5층 (오피스) | Tier 1 | Sensor | Dew_Point_Temp_5F | Dew_Point_Temperature_Sensor | 5F 노점온도 센서 | estimated
B동 5층 (오피스) | Tier 1 | Sensor | Lux_5F_West | Illuminance_Sensor | 5F 서향 조도 센서 | estimated
B동 5층 (오피스) | Tier 1 | Sensor | Occ_5F_Int | Occupancy_Sensor | 5F 내주부 재실 감지 센서 | estimated
B동 5층 (오피스) | Tier 1 | Sensor | Plenum_Pressure_Sensor_5F | Duct_Static_Pressure_Sensor | 5F 플레넘 정압 센서 | estimated
B동 5층 (오피스) | Tier 1 | Sensor | Slab_Temp_5F | Slab_Temperature_Sensor | 5F 슬래브 온도 센서 | estimated
B동 5층 (오피스) | Tier 1 | Sensor | Surface_Temp_CC_5F | Inside_Face_Surface_Temperature_Sensor | 5F 칠드실링 패널 표면온도 센서 | estimated
B동 5층 (오피스) | Tier 1 | Sensor | ZAH_5F_Int | Zone_Air_Humidity_Sensor | 5F 내주부 존 습도 센서 | estimated
B동 5층 (오피스) | Tier 1 | Sensor | ZAH_5F_West | Zone_Air_Humidity_Sensor | 5F 서향 외주부 존 습도 센서 | estimated
B동 5층 (오피스) | Tier 1 | Sensor | ZAT_5F_Int | Zone_Air_Temperature_Sensor | 5F 내주부 존 온도 센서 | estimated
B동 5층 (오피스) | Tier 1 | Sensor | ZAT_5F_West | Zone_Air_Temperature_Sensor | 5F 서향 외주부 존 온도 센서 | estimated
B동 5층 (오피스) | Tier 1 | Command/SP | CC_Valve_CMD_5F | Valve_Command | 5F 칠드실링 밸브 명령 | estimated
B동 5층 (오피스) | Tier 1 | Command/SP | DSF_Louver_CMD | DSF_Louver_Position_Command | 이중외피 루버 개폐 명령 | estimated
B동 5층 (오피스) | Tier 1 | Command/SP | DSF_Vent_CMD | DSF_Vent_Command | 이중외피 환기 명령 | estimated
B동 5층 (오피스) | Tier 1 | Command/SP | Plenum_Pressure_SP_5F | Pressure_Setpoint | 5F 플레넘 압력 설정값 | estimated
B동 5층 (오피스) | Tier 1 | Command/SP | RH_Valve_CMD_5F | Valve_Command | 5F 복사난방 밸브 명령 | estimated
B동 5층 (오피스) | Tier 1 | Other | DSF_Control_Safety | DSF_Control_Mode | DSF 안전 모드 (강제 폐쇄) | estimated
B동 5층 (오피스) | Tier 1 | Other | DSF_Control_Summer | DSF_Control_Mode | DSF 여름 모드 (자연환기/야간냉각) | estimated
B동 5층 (오피스) | Tier 1 | Other | DSF_Control_Transition | DSF_Control_Mode | DSF 중간기 모드 (부분 자연환기) | estimated
B동 5층 (오피스) | Tier 1 | Other | DSF_Control_Winter | DSF_Control_Mode | DSF 겨울 모드 (이중단열) | estimated
B동 5층 (오피스) | Tier 1 | Floor | B_5F | Floor | B동 5층 (오피스) | confirmed
B동 5층 (오피스) | Tier 1 | System | DSF_System | Double_Skin_Facade_System | 이중외피 시스템 (서향) | estimated
B동 6층 (오피스) | Tier 1 | Zone | B_6F_Interior_Zone | HVAC_Zone | B동 6F 내주부 존 | estimated
B동 6층 (오피스) | Tier 1 | Zone | B_6F_Perimeter_East | HVAC_Zone | B동 6F 동향 외주부 존 | estimated
B동 6층 (오피스) | Tier 1 | Zone | B_6F_Perimeter_North | HVAC_Zone | B동 6F 북향 외주부 존 | estimated
B동 6층 (오피스) | Tier 1 | Zone | B_6F_Perimeter_South | HVAC_Zone | B동 6F 남향 외주부 존 | estimated
B동 6층 (오피스) | Tier 1 | Zone | B_6F_Perimeter_West | HVAC_Zone | B동 6F 서향 외주부 존 (DSF) | estimated
B동 6층 (오피스) | Tier 1 | Zone | ZAT_SP_6F_Int | Zone_Air_Temperature_Setpoint | 6층 내주부 존 온도 설정값 | estimated
B동 6층 (오피스) | Tier 1 | Room/Space | B_6F_Meeting_Room_Group | Meeting_Room | 6층 회의실 그룹 (추정 8~10실) | estimated
B동 6층 (오피스) | Tier 1 | Room/Space | B_6F_Open_Office | Office_Space | 6층 오픈 오피스 | estimated
B동 6층 (오피스) | Tier 1 | Room/Space | B_6F_Server_Room | Server_Room | 6층 서버/통신실 | estimated
B동 6층 (오피스) | Tier 1 | Room/Space | B_6F_Support_Space | Support_Space | 6층 지원 공간 (탕비실/문서실) | estimated
B동 6층 (오피스) | Tier 1 | Equipment | AHU_UFAD_2 | AHU | UFAD 전용 AHU #2 (추정) | estimated
B동 6층 (오피스) | Tier 1 | Equipment | CC_Distribution_Header_6F | Distribution_Header | 6층 칠드실링 분배기 | estimated
B동 6층 (오피스) | Tier 1 | Equipment | CC_Panel_6F_Int | Chilled_Ceiling_Panel | 6층 내주부 칠드실링 패널 | estimated
B동 6층 (오피스) | Tier 1 | Equipment | CC_Panel_6F_West | Chilled_Ceiling_Panel | 6층 서향 칠드실링 패널 | estimated
B동 6층 (오피스) | Tier 1 | Equipment | CC_Three_Way_Valve_6F | Valve | 6층 칠드실링 3방밸브 | estimated
B동 6층 (오피스) | Tier 1 | Equipment | Floor_Diffuser_6F_East | Floor_Diffuser | 6층 동향 외주부 바닥 디퓨저 | estimated
B동 6층 (오피스) | Tier 1 | Equipment | Floor_Diffuser_6F_Int | Floor_Diffuser | 6층 내주부 바닥 디퓨저 | estimated
B동 6층 (오피스) | Tier 1 | Equipment | Floor_Diffuser_6F_North | Floor_Diffuser | 6층 북향 외주부 바닥 디퓨저 | estimated
B동 6층 (오피스) | Tier 1 | Equipment | Floor_Diffuser_6F_South | Floor_Diffuser | 6층 남향 외주부 바닥 디퓨저 | estimated
B동 6층 (오피스) | Tier 1 | Equipment | Floor_Diffuser_6F_West | Floor_Diffuser | 6층 서향 외주부 바닥 디퓨저 | estimated
B동 6층 (오피스) | Tier 1 | Equipment | RH_Distribution_Header_6F | Distribution_Header | 6층 복사난방 분배기 | estimated
B동 6층 (오피스) | Tier 1 | Equipment | RH_Panel_6F_Int | Radiant_Heating_Panel | 6층 내주부 복사난방 패널 | estimated
B동 6층 (오피스) | Tier 1 | Equipment | RH_Three_Way_Valve_6F | Valve | 6층 복사난방 3방밸브 | estimated
B동 6층 (오피스) | Tier 1 | Sensor | CO2_6F_Int | CO2_Sensor | 6층 내주부 CO2 센서 | estimated
B동 6층 (오피스) | Tier 1 | Sensor | Condensation_Sensor_6F | Condensation_Sensor | 6층 결로방지 센서 | estimated
B동 6층 (오피스) | Tier 1 | Sensor | Dew_Point_Temp_6F | Dew_Point_Temperature_Sensor | 6층 노점온도 센서 | estimated
B동 6층 (오피스) | Tier 1 | Sensor | Lux_6F_West | Illuminance_Sensor | 6층 서향 조도 센서 | estimated
B동 6층 (오피스) | Tier 1 | Sensor | Occ_6F_Int | Occupancy_Sensor | 6층 내주부 재실 감지 센서 | estimated
B동 6층 (오피스) | Tier 1 | Sensor | Plenum_Pressure_Sensor_6F | Duct_Static_Pressure_Sensor | 6층 플레넘 정압 센서 | estimated
B동 6층 (오피스) | Tier 1 | Sensor | Slab_Temp_6F | Slab_Temperature_Sensor | 6층 슬래브 온도 센서 | estimated
B동 6층 (오피스) | Tier 1 | Sensor | Surface_Temp_CC_6F | Inside_Face_Surface_Temperature_Sensor | 6층 칠드실링 패널 표면온도 센서 | estimated
B동 6층 (오피스) | Tier 1 | Sensor | ZAH_6F_Int | Zone_Air_Humidity_Sensor | 6층 내주부 존 습도 센서 | estimated
B동 6층 (오피스) | Tier 1 | Sensor | ZAH_6F_West | Zone_Air_Humidity_Sensor | 6층 서향 외주부 존 습도 센서 | estimated
B동 6층 (오피스) | Tier 1 | Sensor | ZAT_6F_Int | Zone_Air_Temperature_Sensor | 6층 내주부 존 온도 센서 | estimated
B동 6층 (오피스) | Tier 1 | Sensor | ZAT_6F_West | Zone_Air_Temperature_Sensor | 6층 서향 외주부 존 온도 센서 | estimated
B동 6층 (오피스) | Tier 1 | Command/SP | CC_Valve_CMD_6F | Valve_Command | 6층 칠드실링 밸브 명령 | estimated
B동 6층 (오피스) | Tier 1 | Command/SP | Plenum_Pressure_SP_6F | Pressure_Setpoint | 6층 플레넘 압력 설정값 | estimated
B동 6층 (오피스) | Tier 1 | Command/SP | RH_Valve_CMD_6F | Valve_Command | 6층 복사난방 밸브 명령 | estimated
B동 6층 (오피스) | Tier 1 | Floor | B_6F | Floor | B동 6층 (오피스) | confirmed
B동 7층 (오피스) | Tier 1 | Zone | B_7F_Interior_Zone | HVAC_Zone | B동 7F 내주부 존 | estimated
B동 7층 (오피스) | Tier 1 | Zone | B_7F_Perimeter_East | HVAC_Zone | B동 7F 동향 외주부 존 | estimated
B동 7층 (오피스) | Tier 1 | Zone | B_7F_Perimeter_North | HVAC_Zone | B동 7F 북향 외주부 존 | estimated
B동 7층 (오피스) | Tier 1 | Zone | B_7F_Perimeter_South | HVAC_Zone | B동 7F 남향 외주부 존 | estimated
B동 7층 (오피스) | Tier 1 | Zone | B_7F_Perimeter_West | HVAC_Zone | B동 7F 서향 외주부 존 (DSF) | estimated
B동 7층 (오피스) | Tier 1 | Zone | ZAT_SP_7F_Int | Zone_Air_Temperature_Setpoint | 7층 내주부 존 온도 설정값 | estimated
B동 7층 (오피스) | Tier 1 | Room/Space | B_7F_Meeting_Room_Group | Meeting_Room | 7층 회의실 그룹 (추정 8~10실) | estimated
B동 7층 (오피스) | Tier 1 | Room/Space | B_7F_Open_Office | Office_Space | 7층 오픈 오피스 | estimated
B동 7층 (오피스) | Tier 1 | Room/Space | B_7F_Server_Room | Server_Room | 7층 서버/통신실 | estimated
B동 7층 (오피스) | Tier 1 | Room/Space | B_7F_Support_Space | Support_Space | 7층 지원 공간 (탕비실/문서실) | estimated
B동 7층 (오피스) | Tier 1 | Equipment | AHU_UFAD_3 | AHU | UFAD 전용 AHU #3 (추정) | estimated
B동 7층 (오피스) | Tier 1 | Equipment | CC_Distribution_Header_7F | Distribution_Header | 7층 칠드실링 분배기 | estimated
B동 7층 (오피스) | Tier 1 | Equipment | CC_Panel_7F_Int | Chilled_Ceiling_Panel | 7층 내주부 칠드실링 패널 | estimated
B동 7층 (오피스) | Tier 1 | Equipment | CC_Panel_7F_West | Chilled_Ceiling_Panel | 7층 서향 칠드실링 패널 | estimated
B동 7층 (오피스) | Tier 1 | Equipment | CC_Three_Way_Valve_7F | Valve | 7층 칠드실링 3방밸브 | estimated
B동 7층 (오피스) | Tier 1 | Equipment | Floor_Diffuser_7F_East | Floor_Diffuser | 7층 동향 외주부 바닥 디퓨저 | estimated
B동 7층 (오피스) | Tier 1 | Equipment | Floor_Diffuser_7F_Int | Floor_Diffuser | 7층 내주부 바닥 디퓨저 | estimated
B동 7층 (오피스) | Tier 1 | Equipment | Floor_Diffuser_7F_North | Floor_Diffuser | 7층 북향 외주부 바닥 디퓨저 | estimated
B동 7층 (오피스) | Tier 1 | Equipment | Floor_Diffuser_7F_South | Floor_Diffuser | 7층 남향 외주부 바닥 디퓨저 | estimated
B동 7층 (오피스) | Tier 1 | Equipment | Floor_Diffuser_7F_West | Floor_Diffuser | 7층 서향 외주부 바닥 디퓨저 | estimated
B동 7층 (오피스) | Tier 1 | Equipment | RH_Distribution_Header_7F | Distribution_Header | 7층 복사난방 분배기 | estimated
B동 7층 (오피스) | Tier 1 | Equipment | RH_Panel_7F_Int | Radiant_Heating_Panel | 7층 내주부 복사난방 패널 | estimated
B동 7층 (오피스) | Tier 1 | Equipment | RH_Three_Way_Valve_7F | Valve | 7층 복사난방 3방밸브 | estimated
B동 7층 (오피스) | Tier 1 | Sensor | CO2_7F_Int | CO2_Sensor | 7층 내주부 CO2 센서 | estimated
B동 7층 (오피스) | Tier 1 | Sensor | Condensation_Sensor_7F | Condensation_Sensor | 7층 결로방지 센서 | estimated
B동 7층 (오피스) | Tier 1 | Sensor | Dew_Point_Temp_7F | Dew_Point_Temperature_Sensor | 7층 노점온도 센서 | estimated
B동 7층 (오피스) | Tier 1 | Sensor | Lux_7F_West | Illuminance_Sensor | 7층 서향 조도 센서 | estimated
B동 7층 (오피스) | Tier 1 | Sensor | Occ_7F_Int | Occupancy_Sensor | 7층 내주부 재실 감지 센서 | estimated
B동 7층 (오피스) | Tier 1 | Sensor | Plenum_Pressure_Sensor_7F | Duct_Static_Pressure_Sensor | 7층 플레넘 정압 센서 | estimated
B동 7층 (오피스) | Tier 1 | Sensor | Slab_Temp_7F | Slab_Temperature_Sensor | 7층 슬래브 온도 센서 | estimated
B동 7층 (오피스) | Tier 1 | Sensor | Surface_Temp_CC_7F | Inside_Face_Surface_Temperature_Sensor | 7층 칠드실링 패널 표면온도 센서 | estimated
B동 7층 (오피스) | Tier 1 | Sensor | ZAH_7F_Int | Zone_Air_Humidity_Sensor | 7층 내주부 존 습도 센서 | estimated
B동 7층 (오피스) | Tier 1 | Sensor | ZAH_7F_West | Zone_Air_Humidity_Sensor | 7층 서향 외주부 존 습도 센서 | estimated
B동 7층 (오피스) | Tier 1 | Sensor | ZAT_7F_Int | Zone_Air_Temperature_Sensor | 7층 내주부 존 온도 센서 | estimated
B동 7층 (오피스) | Tier 1 | Sensor | ZAT_7F_West | Zone_Air_Temperature_Sensor | 7층 서향 외주부 존 온도 센서 | estimated
B동 7층 (오피스) | Tier 1 | Command/SP | CC_Valve_CMD_7F | Valve_Command | 7층 칠드실링 밸브 명령 | estimated
B동 7층 (오피스) | Tier 1 | Command/SP | Plenum_Pressure_SP_7F | Pressure_Setpoint | 7층 플레넘 압력 설정값 | estimated
B동 7층 (오피스) | Tier 1 | Command/SP | RH_Valve_CMD_7F | Valve_Command | 7층 복사난방 밸브 명령 | estimated
B동 7층 (오피스) | Tier 1 | Floor | B_7F | Floor | B동 7층 (오피스) | confirmed
B동 8층 (오피스) | Tier 1 | Zone | B_8F_Interior_Zone | HVAC_Zone | B동 8F 내주부 존 | estimated
B동 8층 (오피스) | Tier 1 | Zone | B_8F_Perimeter_East | HVAC_Zone | B동 8F 동향 외주부 존 | estimated
B동 8층 (오피스) | Tier 1 | Zone | B_8F_Perimeter_North | HVAC_Zone | B동 8F 북향 외주부 존 | estimated
B동 8층 (오피스) | Tier 1 | Zone | B_8F_Perimeter_South | HVAC_Zone | B동 8F 남향 외주부 존 | estimated
B동 8층 (오피스) | Tier 1 | Zone | B_8F_Perimeter_West | HVAC_Zone | B동 8F 서향 외주부 존 (DSF) | estimated
B동 8층 (오피스) | Tier 1 | Zone | ZAT_SP_8F_Int | Zone_Air_Temperature_Setpoint | 8층 내주부 존 온도 설정값 | estimated
B동 8층 (오피스) | Tier 1 | Room/Space | B_8F_Meeting_Room_Group | Meeting_Room | 8층 회의실 그룹 (추정 8~10실) | estimated
B동 8층 (오피스) | Tier 1 | Room/Space | B_8F_Open_Office | Office_Space | 8층 오픈 오피스 | estimated
B동 8층 (오피스) | Tier 1 | Room/Space | B_8F_Server_Room | Server_Room | 8층 서버/통신실 | estimated
B동 8층 (오피스) | Tier 1 | Room/Space | B_8F_Support_Space | Support_Space | 8층 지원 공간 (탕비실/문서실) | estimated
B동 8층 (오피스) | Tier 1 | Equipment | AHU_UFAD_4 | AHU | UFAD AHU #4 (8F 담당, 추정) | estimated
B동 8층 (오피스) | Tier 1 | Equipment | CC_Distribution_Header_8F | Distribution_Header | 8층 칠드실링 분배기 | estimated
B동 8층 (오피스) | Tier 1 | Equipment | CC_Panel_8F_Int | Chilled_Ceiling_Panel | 8층 내주부 칠드실링 패널 | estimated
B동 8층 (오피스) | Tier 1 | Equipment | CC_Panel_8F_West | Chilled_Ceiling_Panel | 8층 서향 칠드실링 패널 | estimated
B동 8층 (오피스) | Tier 1 | Equipment | CC_Three_Way_Valve_8F | Valve | 8층 칠드실링 3방밸브 | estimated
B동 8층 (오피스) | Tier 1 | Equipment | Floor_Diffuser_8F_East | Floor_Diffuser | 8층 동향 외주부 바닥 디퓨저 | estimated
B동 8층 (오피스) | Tier 1 | Equipment | Floor_Diffuser_8F_Int | Floor_Diffuser | 8층 내주부 바닥 디퓨저 | estimated
B동 8층 (오피스) | Tier 1 | Equipment | Floor_Diffuser_8F_North | Floor_Diffuser | 8층 북향 외주부 바닥 디퓨저 | estimated
B동 8층 (오피스) | Tier 1 | Equipment | Floor_Diffuser_8F_South | Floor_Diffuser | 8층 남향 외주부 바닥 디퓨저 | estimated
B동 8층 (오피스) | Tier 1 | Equipment | Floor_Diffuser_8F_West | Floor_Diffuser | 8층 서향 외주부 바닥 디퓨저 | estimated
B동 8층 (오피스) | Tier 1 | Equipment | RH_Distribution_Header_8F | Distribution_Header | 8층 복사난방 분배기 | estimated
B동 8층 (오피스) | Tier 1 | Equipment | RH_Panel_8F_Int | Radiant_Heating_Panel | 8층 내주부 복사난방 패널 | estimated
B동 8층 (오피스) | Tier 1 | Equipment | RH_Three_Way_Valve_8F | Valve | 8층 복사난방 3방밸브 | estimated
B동 8층 (오피스) | Tier 1 | Sensor | CO2_8F_Int | CO2_Sensor | 8층 내주부 CO2 센서 | estimated
B동 8층 (오피스) | Tier 1 | Sensor | Condensation_Sensor_8F | Condensation_Sensor | 8층 결로방지 센서 | estimated
B동 8층 (오피스) | Tier 1 | Sensor | Dew_Point_Temp_8F | Dew_Point_Temperature_Sensor | 8층 노점온도 센서 | estimated
B동 8층 (오피스) | Tier 1 | Sensor | Lux_8F_West | Illuminance_Sensor | 8층 서향 조도 센서 | estimated
B동 8층 (오피스) | Tier 1 | Sensor | Occ_8F_Int | Occupancy_Sensor | 8층 내주부 재실 감지 센서 | estimated
B동 8층 (오피스) | Tier 1 | Sensor | Plenum_Pressure_Sensor_8F | Duct_Static_Pressure_Sensor | 8층 플레넘 정압 센서 | estimated
B동 8층 (오피스) | Tier 1 | Sensor | Slab_Temp_8F | Slab_Temperature_Sensor | 8층 슬래브 온도 센서 | estimated
B동 8층 (오피스) | Tier 1 | Sensor | Surface_Temp_CC_8F | Inside_Face_Surface_Temperature_Sensor | 8층 칠드실링 패널 표면온도 센서 | estimated
B동 8층 (오피스) | Tier 1 | Sensor | ZAH_8F_Int | Zone_Air_Humidity_Sensor | 8층 내주부 존 습도 센서 | estimated
B동 8층 (오피스) | Tier 1 | Sensor | ZAH_8F_West | Zone_Air_Humidity_Sensor | 8층 서향 외주부 존 습도 센서 | estimated
B동 8층 (오피스) | Tier 1 | Sensor | ZAT_8F_Int | Zone_Air_Temperature_Sensor | 8층 내주부 존 온도 센서 | estimated
B동 8층 (오피스) | Tier 1 | Sensor | ZAT_8F_West | Zone_Air_Temperature_Sensor | 8층 서향 외주부 존 온도 센서 | estimated
B동 8층 (오피스) | Tier 1 | Command/SP | CC_Valve_CMD_8F | Valve_Command | 8층 칠드실링 밸브 명령 | estimated
B동 8층 (오피스) | Tier 1 | Command/SP | Plenum_Pressure_SP_8F | Pressure_Setpoint | 8층 플레넘 압력 설정값 | estimated
B동 8층 (오피스) | Tier 1 | Command/SP | RH_Valve_CMD_8F | Valve_Command | 8층 복사난방 밸브 명령 | estimated
B동 8층 (오피스) | Tier 1 | Floor | B_8F | Floor | B동 8층 (오피스) | confirmed
B동 9층 (오피스) | Tier 1 | Zone | B_9F_Interior_Zone | HVAC_Zone | B동 9F 내주부 존 | estimated
B동 9층 (오피스) | Tier 1 | Zone | B_9F_Perimeter_East | HVAC_Zone | B동 9F 동향 외주부 존 | estimated
B동 9층 (오피스) | Tier 1 | Zone | B_9F_Perimeter_North | HVAC_Zone | B동 9F 북향 외주부 존 | estimated
B동 9층 (오피스) | Tier 1 | Zone | B_9F_Perimeter_South | HVAC_Zone | B동 9F 남향 외주부 존 | estimated
B동 9층 (오피스) | Tier 1 | Zone | B_9F_Perimeter_West | HVAC_Zone | B동 9F 서향 외주부 존 (DSF) | estimated
B동 9층 (오피스) | Tier 1 | Zone | ZAT_SP_9F_Int | Zone_Air_Temperature_Setpoint | 9층 내주부 존 온도 설정값 | estimated
B동 9층 (오피스) | Tier 1 | Room/Space | B_9F_Meeting_Room_Group | Meeting_Room | 9층 회의실 그룹 (추정 8~10실) | estimated
B동 9층 (오피스) | Tier 1 | Room/Space | B_9F_Open_Office | Office_Space | 9층 오픈 오피스 | estimated
B동 9층 (오피스) | Tier 1 | Room/Space | B_9F_Server_Room | Server_Room | 9층 서버/통신실 | estimated
B동 9층 (오피스) | Tier 1 | Room/Space | B_9F_Support_Space | Support_Space | 9층 지원 공간 (탕비실/문서실) | estimated
B동 9층 (오피스) | Tier 1 | Equipment | AHU_UFAD_5 | AHU | UFAD AHU #5 (9F 담당, 추정) | estimated
B동 9층 (오피스) | Tier 1 | Equipment | CC_Distribution_Header_9F | Distribution_Header | 9층 칠드실링 분배기 | estimated
B동 9층 (오피스) | Tier 1 | Equipment | CC_Panel_9F_Int | Chilled_Ceiling_Panel | 9층 내주부 칠드실링 패널 | estimated
B동 9층 (오피스) | Tier 1 | Equipment | CC_Panel_9F_West | Chilled_Ceiling_Panel | 9층 서향 칠드실링 패널 | estimated
B동 9층 (오피스) | Tier 1 | Equipment | CC_Three_Way_Valve_9F | Valve | 9층 칠드실링 3방밸브 | estimated
B동 9층 (오피스) | Tier 1 | Equipment | Floor_Diffuser_9F_East | Floor_Diffuser | 9층 동향 외주부 바닥 디퓨저 | estimated
B동 9층 (오피스) | Tier 1 | Equipment | Floor_Diffuser_9F_Int | Floor_Diffuser | 9층 내주부 바닥 디퓨저 | estimated
B동 9층 (오피스) | Tier 1 | Equipment | Floor_Diffuser_9F_North | Floor_Diffuser | 9층 북향 외주부 바닥 디퓨저 | estimated
B동 9층 (오피스) | Tier 1 | Equipment | Floor_Diffuser_9F_South | Floor_Diffuser | 9층 남향 외주부 바닥 디퓨저 | estimated
B동 9층 (오피스) | Tier 1 | Equipment | Floor_Diffuser_9F_West | Floor_Diffuser | 9층 서향 외주부 바닥 디퓨저 | estimated
B동 9층 (오피스) | Tier 1 | Equipment | RH_Distribution_Header_9F | Distribution_Header | 9층 복사난방 분배기 | estimated
B동 9층 (오피스) | Tier 1 | Equipment | RH_Panel_9F_Int | Radiant_Heating_Panel | 9층 내주부 복사난방 패널 | estimated
B동 9층 (오피스) | Tier 1 | Equipment | RH_Three_Way_Valve_9F | Valve | 9층 복사난방 3방밸브 | estimated
B동 9층 (오피스) | Tier 1 | Sensor | CO2_9F_Int | CO2_Sensor | 9층 내주부 CO2 센서 | estimated
B동 9층 (오피스) | Tier 1 | Sensor | Condensation_Sensor_9F | Condensation_Sensor | 9층 결로방지 센서 | estimated
B동 9층 (오피스) | Tier 1 | Sensor | Dew_Point_Temp_9F | Dew_Point_Temperature_Sensor | 9층 노점온도 센서 | estimated
B동 9층 (오피스) | Tier 1 | Sensor | Lux_9F_West | Illuminance_Sensor | 9층 서향 조도 센서 | estimated
B동 9층 (오피스) | Tier 1 | Sensor | Occ_9F_Int | Occupancy_Sensor | 9층 내주부 재실 감지 센서 | estimated
B동 9층 (오피스) | Tier 1 | Sensor | Plenum_Pressure_Sensor_9F | Duct_Static_Pressure_Sensor | 9층 플레넘 정압 센서 | estimated
B동 9층 (오피스) | Tier 1 | Sensor | Slab_Temp_9F | Slab_Temperature_Sensor | 9층 슬래브 온도 센서 | estimated
B동 9층 (오피스) | Tier 1 | Sensor | Surface_Temp_CC_9F | Inside_Face_Surface_Temperature_Sensor | 9층 칠드실링 패널 표면온도 센서 | estimated
B동 9층 (오피스) | Tier 1 | Sensor | ZAH_9F_Int | Zone_Air_Humidity_Sensor | 9층 내주부 존 습도 센서 | estimated
B동 9층 (오피스) | Tier 1 | Sensor | ZAH_9F_West | Zone_Air_Humidity_Sensor | 9층 서향 외주부 존 습도 센서 | estimated
B동 9층 (오피스) | Tier 1 | Sensor | ZAT_9F_Int | Zone_Air_Temperature_Sensor | 9층 내주부 존 온도 센서 | estimated
B동 9층 (오피스) | Tier 1 | Sensor | ZAT_9F_West | Zone_Air_Temperature_Sensor | 9층 서향 외주부 존 온도 센서 | estimated
B동 9층 (오피스) | Tier 1 | Command/SP | CC_Valve_CMD_9F | Valve_Command | 9층 칠드실링 밸브 명령 | estimated
B동 9층 (오피스) | Tier 1 | Command/SP | Plenum_Pressure_SP_9F | Pressure_Setpoint | 9층 플레넘 압력 설정값 | estimated
B동 9층 (오피스) | Tier 1 | Command/SP | RH_Valve_CMD_9F | Valve_Command | 9층 복사난방 밸브 명령 | estimated
B동 9층 (오피스) | Tier 1 | Floor | B_9F | Floor | B동 9층 (오피스) | confirmed
B동 10층 (오피스) | Tier 1 | Zone | B_10F_Interior_Zone | HVAC_Zone | B동 10F 내주부 존 | estimated
B동 10층 (오피스) | Tier 1 | Zone | B_10F_Perimeter_East | HVAC_Zone | B동 10F 동향 외주부 존 | estimated
B동 10층 (오피스) | Tier 1 | Zone | B_10F_Perimeter_North | HVAC_Zone | B동 10F 북향 외주부 존 | estimated
B동 10층 (오피스) | Tier 1 | Zone | B_10F_Perimeter_South | HVAC_Zone | B동 10F 남향 외주부 존 | estimated
B동 10층 (오피스) | Tier 1 | Zone | B_10F_Perimeter_West | HVAC_Zone | B동 10F 서향 외주부 존 (DSF) | estimated
B동 10층 (오피스) | Tier 1 | Zone | ZAT_SP_10F_Int | Zone_Air_Temperature_Setpoint | 10층 내주부 존 온도 설정값 | estimated
B동 10층 (오피스) | Tier 1 | Room/Space | B_10F_Meeting_Room_Group | Meeting_Room | 10층 회의실 그룹 (추정 8~10실) | estimated
B동 10층 (오피스) | Tier 1 | Room/Space | B_10F_Open_Office | Office_Space | 10층 오픈 오피스 | estimated
B동 10층 (오피스) | Tier 1 | Room/Space | B_10F_Server_Room | Server_Room | 10층 서버/통신실 | estimated
B동 10층 (오피스) | Tier 1 | Room/Space | B_10F_Support_Space | Support_Space | 10층 지원 공간 (탕비실/문서실) | estimated
B동 10층 (오피스) | Tier 1 | Equipment | AHU_UFAD_6 | AHU | UFAD AHU #6 (10F 담당, 추정) | estimated
B동 10층 (오피스) | Tier 1 | Equipment | CC_Distribution_Header_10F | Distribution_Header | 10층 칠드실링 분배기 | estimated
B동 10층 (오피스) | Tier 1 | Equipment | CC_Panel_10F_Int | Chilled_Ceiling_Panel | 10층 내주부 칠드실링 패널 | estimated
B동 10층 (오피스) | Tier 1 | Equipment | CC_Panel_10F_West | Chilled_Ceiling_Panel | 10층 서향 칠드실링 패널 | estimated
B동 10층 (오피스) | Tier 1 | Equipment | CC_Three_Way_Valve_10F | Valve | 10층 칠드실링 3방밸브 | estimated
B동 10층 (오피스) | Tier 1 | Equipment | Floor_Diffuser_10F_East | Floor_Diffuser | 10층 동향 외주부 바닥 디퓨저 | estimated
B동 10층 (오피스) | Tier 1 | Equipment | Floor_Diffuser_10F_Int | Floor_Diffuser | 10층 내주부 바닥 디퓨저 | estimated
B동 10층 (오피스) | Tier 1 | Equipment | Floor_Diffuser_10F_North | Floor_Diffuser | 10층 북향 외주부 바닥 디퓨저 | estimated
B동 10층 (오피스) | Tier 1 | Equipment | Floor_Diffuser_10F_South | Floor_Diffuser | 10층 남향 외주부 바닥 디퓨저 | estimated
B동 10층 (오피스) | Tier 1 | Equipment | Floor_Diffuser_10F_West | Floor_Diffuser | 10층 서향 외주부 바닥 디퓨저 | estimated
B동 10층 (오피스) | Tier 1 | Equipment | RH_Distribution_Header_10F | Distribution_Header | 10층 복사난방 분배기 | estimated
B동 10층 (오피스) | Tier 1 | Equipment | RH_Panel_10F_Int | Radiant_Heating_Panel | 10층 내주부 복사난방 패널 | estimated
B동 10층 (오피스) | Tier 1 | Equipment | RH_Three_Way_Valve_10F | Valve | 10층 복사난방 3방밸브 | estimated
B동 10층 (오피스) | Tier 1 | Sensor | CO2_10F_Int | CO2_Sensor | 10층 내주부 CO2 센서 | estimated
B동 10층 (오피스) | Tier 1 | Sensor | Condensation_Sensor_10F | Condensation_Sensor | 10층 결로방지 센서 | estimated
B동 10층 (오피스) | Tier 1 | Sensor | Dew_Point_Temp_10F | Dew_Point_Temperature_Sensor | 10층 노점온도 센서 | estimated
B동 10층 (오피스) | Tier 1 | Sensor | Lux_10F_West | Illuminance_Sensor | 10층 서향 조도 센서 | estimated
B동 10층 (오피스) | Tier 1 | Sensor | Occ_10F_Int | Occupancy_Sensor | 10층 내주부 재실 감지 센서 | estimated
B동 10층 (오피스) | Tier 1 | Sensor | Plenum_Pressure_Sensor_10F | Duct_Static_Pressure_Sensor | 10층 플레넘 정압 센서 | estimated
B동 10층 (오피스) | Tier 1 | Sensor | Slab_Temp_10F | Slab_Temperature_Sensor | 10층 슬래브 온도 센서 | estimated
B동 10층 (오피스) | Tier 1 | Sensor | Surface_Temp_CC_10F | Inside_Face_Surface_Temperature_Sensor | 10층 칠드실링 패널 표면온도 센서 | estimated
B동 10층 (오피스) | Tier 1 | Sensor | ZAH_10F_Int | Zone_Air_Humidity_Sensor | 10층 내주부 존 습도 센서 | estimated
B동 10층 (오피스) | Tier 1 | Sensor | ZAH_10F_West | Zone_Air_Humidity_Sensor | 10층 서향 외주부 존 습도 센서 | estimated
B동 10층 (오피스) | Tier 1 | Sensor | ZAT_10F_Int | Zone_Air_Temperature_Sensor | 10층 내주부 존 온도 센서 | estimated
B동 10층 (오피스) | Tier 1 | Sensor | ZAT_10F_West | Zone_Air_Temperature_Sensor | 10층 서향 외주부 존 온도 센서 | estimated
B동 10층 (오피스) | Tier 1 | Command/SP | CC_Valve_CMD_10F | Valve_Command | 10층 칠드실링 밸브 명령 | estimated
B동 10층 (오피스) | Tier 1 | Command/SP | Plenum_Pressure_SP_10F | Pressure_Setpoint | 10층 플레넘 압력 설정값 | estimated
B동 10층 (오피스) | Tier 1 | Command/SP | RH_Valve_CMD_10F | Valve_Command | 10층 복사난방 밸브 명령 | estimated
B동 10층 (오피스) | Tier 1 | Floor | B_10F | Floor | B동 10층 (오피스) | confirmed
B동 11층 (오피스) | Tier 2 | Zone | B_11F_Interior_Zone | HVAC_Zone | B동 11F 내주부 존 | estimated
B동 11층 (오피스) | Tier 2 | Zone | B_11F_Perimeter_East | HVAC_Zone | B동 11F 동향 외주부 존 | estimated
B동 11층 (오피스) | Tier 2 | Zone | B_11F_Perimeter_North | HVAC_Zone | B동 11F 북향 외주부 존 | estimated
B동 11층 (오피스) | Tier 2 | Zone | B_11F_Perimeter_South | HVAC_Zone | B동 11F 남향 외주부 존 | estimated
B동 11층 (오피스) | Tier 2 | Zone | B_11F_Perimeter_West | HVAC_Zone | B동 11F 서향 외주부 존 (DSF) | estimated
B동 11층 (오피스) | Tier 2 | Zone | ZAT_SP_11F_Int | Zone_Air_Temperature_Setpoint | 11층 내주부 존 온도 설정값 | estimated
B동 11층 (오피스) | Tier 2 | Room/Space | B_11F_Individual_Office_Group | Office_Space | 11층 개별 오피스 (팀장/부서장급, 추정 8~12실) | estimated
B동 11층 (오피스) | Tier 2 | Room/Space | B_11F_Meeting_Room_Group | Meeting_Room | 11층 회의실 그룹 (추정 6~8실) | estimated
B동 11층 (오피스) | Tier 2 | Room/Space | B_11F_Open_Office | Office_Space | 11층 오픈 오피스 | estimated
B동 11층 (오피스) | Tier 2 | Room/Space | B_11F_Server_Room | Server_Room | 11층 서버/통신실 | estimated
B동 11층 (오피스) | Tier 2 | Room/Space | B_11F_Support_Space | Support_Space | 11층 지원 공간 (부서지원실/탕비실) | estimated
B동 11층 (오피스) | Tier 2 | Equipment | AHU_UFAD_7 | AHU | UFAD AHU #7 (11F 담당, 추정) | estimated
B동 11층 (오피스) | Tier 2 | Equipment | CC_Distribution_Header_11F | Distribution_Header | 11층 칠드실링 분배기 | estimated
B동 11층 (오피스) | Tier 2 | Equipment | CC_Panel_11F_Int | Chilled_Ceiling_Panel | 11층 내주부 칠드실링 패널 | estimated
B동 11층 (오피스) | Tier 2 | Equipment | CC_Panel_11F_West | Chilled_Ceiling_Panel | 11층 서향 칠드실링 패널 | estimated
B동 11층 (오피스) | Tier 2 | Equipment | CC_Three_Way_Valve_11F | Valve | 11층 칠드실링 3방밸브 | estimated
B동 11층 (오피스) | Tier 2 | Equipment | Floor_Diffuser_11F_East | Floor_Diffuser | 11층 동향 외주부 바닥 디퓨저 | estimated
B동 11층 (오피스) | Tier 2 | Equipment | Floor_Diffuser_11F_Int | Floor_Diffuser | 11층 내주부 바닥 디퓨저 | estimated
B동 11층 (오피스) | Tier 2 | Equipment | Floor_Diffuser_11F_North | Floor_Diffuser | 11층 북향 외주부 바닥 디퓨저 | estimated
B동 11층 (오피스) | Tier 2 | Equipment | Floor_Diffuser_11F_South | Floor_Diffuser | 11층 남향 외주부 바닥 디퓨저 | estimated
B동 11층 (오피스) | Tier 2 | Equipment | Floor_Diffuser_11F_West | Floor_Diffuser | 11층 서향 외주부 바닥 디퓨저 | estimated
B동 11층 (오피스) | Tier 2 | Equipment | RH_Distribution_Header_11F | Distribution_Header | 11층 복사난방 분배기 | estimated
B동 11층 (오피스) | Tier 2 | Equipment | RH_Panel_11F_Int | Radiant_Heating_Panel | 11층 내주부 복사난방 패널 | estimated
B동 11층 (오피스) | Tier 2 | Equipment | RH_Three_Way_Valve_11F | Valve | 11층 복사난방 3방밸브 | estimated
B동 11층 (오피스) | Tier 2 | Sensor | CO2_11F_Int | CO2_Sensor | 11층 내주부 CO2 센서 | estimated
B동 11층 (오피스) | Tier 2 | Sensor | Condensation_Sensor_11F | Condensation_Sensor | 11층 결로방지 센서 | estimated
B동 11층 (오피스) | Tier 2 | Sensor | Dew_Point_Temp_11F | Dew_Point_Temperature_Sensor | 11층 노점온도 센서 | estimated
B동 11층 (오피스) | Tier 2 | Sensor | Lux_11F_West | Illuminance_Sensor | 11층 서향 조도 센서 | estimated
B동 11층 (오피스) | Tier 2 | Sensor | Occ_11F_Int | Occupancy_Sensor | 11층 내주부 재실 감지 센서 | estimated
B동 11층 (오피스) | Tier 2 | Sensor | Plenum_Pressure_Sensor_11F | Duct_Static_Pressure_Sensor | 11층 플레넘 정압 센서 | estimated
B동 11층 (오피스) | Tier 2 | Sensor | Slab_Temp_11F | Slab_Temperature_Sensor | 11층 슬래브 온도 센서 | estimated
B동 11층 (오피스) | Tier 2 | Sensor | Surface_Temp_CC_11F | Inside_Face_Surface_Temperature_Sensor | 11층 칠드실링 패널 표면온도 센서 | estimated
B동 11층 (오피스) | Tier 2 | Sensor | ZAH_11F_Int | Zone_Air_Humidity_Sensor | 11층 내주부 존 습도 센서 | estimated
B동 11층 (오피스) | Tier 2 | Sensor | ZAH_11F_West | Zone_Air_Humidity_Sensor | 11층 서향 외주부 존 습도 센서 | estimated
B동 11층 (오피스) | Tier 2 | Sensor | ZAT_11F_Int | Zone_Air_Temperature_Sensor | 11층 내주부 존 온도 센서 | estimated
B동 11층 (오피스) | Tier 2 | Sensor | ZAT_11F_West | Zone_Air_Temperature_Sensor | 11층 서향 외주부 존 온도 센서 | estimated
B동 11층 (오피스) | Tier 2 | Command/SP | CC_Valve_CMD_11F | Valve_Command | 11층 칠드실링 밸브 명령 | estimated
B동 11층 (오피스) | Tier 2 | Command/SP | Plenum_Pressure_SP_11F | Pressure_Setpoint | 11층 플레넘 압력 설정값 | estimated
B동 11층 (오피스) | Tier 2 | Command/SP | RH_Valve_CMD_11F | Valve_Command | 11층 복사난방 밸브 명령 | estimated
B동 11층 (오피스) | Tier 2 | Floor | B_11F | Floor | B동 11층 (오피스) | confirmed
B동 12층 (오피스) | Tier 2 | Zone | B_12F_Interior_Zone | HVAC_Zone | B동 12F 내주부 존 | estimated
B동 12층 (오피스) | Tier 2 | Zone | B_12F_Perimeter_East | HVAC_Zone | B동 12F 동향 외주부 존 | estimated
B동 12층 (오피스) | Tier 2 | Zone | B_12F_Perimeter_North | HVAC_Zone | B동 12F 북향 외주부 존 | estimated
B동 12층 (오피스) | Tier 2 | Zone | B_12F_Perimeter_South | HVAC_Zone | B동 12F 남향 외주부 존 | estimated
B동 12층 (오피스) | Tier 2 | Zone | B_12F_Perimeter_West | HVAC_Zone | B동 12F 서향 외주부 존 (DSF) | estimated
B동 12층 (오피스) | Tier 2 | Zone | ZAT_SP_12F_Int | Zone_Air_Temperature_Setpoint | 12층 내주부 존 온도 설정값 | estimated
B동 12층 (오피스) | Tier 2 | Room/Space | B_12F_Individual_Office_Group | Office_Space | 12층 개별 오피스 (팀장/부서장급, 추정 8~12실) | estimated
B동 12층 (오피스) | Tier 2 | Room/Space | B_12F_Meeting_Room_Group | Meeting_Room | 12층 회의실 그룹 (추정 6~8실) | estimated
B동 12층 (오피스) | Tier 2 | Room/Space | B_12F_Open_Office | Office_Space | 12층 오픈 오피스 | estimated
B동 12층 (오피스) | Tier 2 | Room/Space | B_12F_Server_Room | Server_Room | 12층 서버/통신실 | estimated
B동 12층 (오피스) | Tier 2 | Room/Space | B_12F_Support_Space | Support_Space | 12층 지원 공간 (부서지원실/탕비실) | estimated
B동 12층 (오피스) | Tier 2 | Equipment | AHU_UFAD_8 | AHU | UFAD AHU #8 (12F 담당, 추정) | estimated
B동 12층 (오피스) | Tier 2 | Equipment | CC_Distribution_Header_12F | Distribution_Header | 12층 칠드실링 분배기 | estimated
B동 12층 (오피스) | Tier 2 | Equipment | CC_Panel_12F_Int | Chilled_Ceiling_Panel | 12층 내주부 칠드실링 패널 | estimated
B동 12층 (오피스) | Tier 2 | Equipment | CC_Panel_12F_West | Chilled_Ceiling_Panel | 12층 서향 칠드실링 패널 | estimated
B동 12층 (오피스) | Tier 2 | Equipment | CC_Three_Way_Valve_12F | Valve | 12층 칠드실링 3방밸브 | estimated
B동 12층 (오피스) | Tier 2 | Equipment | Floor_Diffuser_12F_East | Floor_Diffuser | 12층 동향 외주부 바닥 디퓨저 | estimated
B동 12층 (오피스) | Tier 2 | Equipment | Floor_Diffuser_12F_Int | Floor_Diffuser | 12층 내주부 바닥 디퓨저 | estimated
B동 12층 (오피스) | Tier 2 | Equipment | Floor_Diffuser_12F_North | Floor_Diffuser | 12층 북향 외주부 바닥 디퓨저 | estimated
B동 12층 (오피스) | Tier 2 | Equipment | Floor_Diffuser_12F_South | Floor_Diffuser | 12층 남향 외주부 바닥 디퓨저 | estimated
B동 12층 (오피스) | Tier 2 | Equipment | Floor_Diffuser_12F_West | Floor_Diffuser | 12층 서향 외주부 바닥 디퓨저 | estimated
B동 12층 (오피스) | Tier 2 | Equipment | RH_Distribution_Header_12F | Distribution_Header | 12층 복사난방 분배기 | estimated
B동 12층 (오피스) | Tier 2 | Equipment | RH_Panel_12F_Int | Radiant_Heating_Panel | 12층 내주부 복사난방 패널 | estimated
B동 12층 (오피스) | Tier 2 | Equipment | RH_Three_Way_Valve_12F | Valve | 12층 복사난방 3방밸브 | estimated
B동 12층 (오피스) | Tier 2 | Sensor | CO2_12F_Int | CO2_Sensor | 12층 내주부 CO2 센서 | estimated
B동 12층 (오피스) | Tier 2 | Sensor | Condensation_Sensor_12F | Condensation_Sensor | 12층 결로방지 센서 | estimated
B동 12층 (오피스) | Tier 2 | Sensor | Dew_Point_Temp_12F | Dew_Point_Temperature_Sensor | 12층 노점온도 센서 | estimated
B동 12층 (오피스) | Tier 2 | Sensor | Lux_12F_West | Illuminance_Sensor | 12층 서향 조도 센서 | estimated
B동 12층 (오피스) | Tier 2 | Sensor | Occ_12F_Int | Occupancy_Sensor | 12층 내주부 재실 감지 센서 | estimated
B동 12층 (오피스) | Tier 2 | Sensor | Plenum_Pressure_Sensor_12F | Duct_Static_Pressure_Sensor | 12층 플레넘 정압 센서 | estimated
B동 12층 (오피스) | Tier 2 | Sensor | Slab_Temp_12F | Slab_Temperature_Sensor | 12층 슬래브 온도 센서 | estimated
B동 12층 (오피스) | Tier 2 | Sensor | Surface_Temp_CC_12F | Inside_Face_Surface_Temperature_Sensor | 12층 칠드실링 패널 표면온도 센서 | estimated
B동 12층 (오피스) | Tier 2 | Sensor | ZAH_12F_Int | Zone_Air_Humidity_Sensor | 12층 내주부 존 습도 센서 | estimated
B동 12층 (오피스) | Tier 2 | Sensor | ZAH_12F_West | Zone_Air_Humidity_Sensor | 12층 서향 외주부 존 습도 센서 | estimated
B동 12층 (오피스) | Tier 2 | Sensor | ZAT_12F_Int | Zone_Air_Temperature_Sensor | 12층 내주부 존 온도 센서 | estimated
B동 12층 (오피스) | Tier 2 | Sensor | ZAT_12F_West | Zone_Air_Temperature_Sensor | 12층 서향 외주부 존 온도 센서 | estimated
B동 12층 (오피스) | Tier 2 | Command/SP | CC_Valve_CMD_12F | Valve_Command | 12층 칠드실링 밸브 명령 | estimated
B동 12층 (오피스) | Tier 2 | Command/SP | Plenum_Pressure_SP_12F | Pressure_Setpoint | 12층 플레넘 압력 설정값 | estimated
B동 12층 (오피스) | Tier 2 | Command/SP | RH_Valve_CMD_12F | Valve_Command | 12층 복사난방 밸브 명령 | estimated
B동 12층 (오피스) | Tier 2 | Floor | B_12F | Floor | B동 12층 (오피스) | confirmed
B동 14층 (오피스) | Tier 3 | Zone | B_14F_Interior_Zone | HVAC_Zone | B동 14F 내주부 존 | estimated
B동 14층 (오피스) | Tier 3 | Zone | B_14F_Perimeter_East | HVAC_Zone | B동 14F 동향 외주부 존 | estimated
B동 14층 (오피스) | Tier 3 | Zone | B_14F_Perimeter_North | HVAC_Zone | B동 14F 북향 외주부 존 | estimated
B동 14층 (오피스) | Tier 3 | Zone | B_14F_Perimeter_South | HVAC_Zone | B동 14F 남향 외주부 존 | estimated
B동 14층 (오피스) | Tier 3 | Zone | B_14F_Perimeter_West | HVAC_Zone | B동 14F 서향 외주부 존 (DSF) | estimated
B동 14층 (오피스) | Tier 3 | Zone | ZAT_SP_14F_Int | Zone_Air_Temperature_Setpoint | 14층 내주부 존 온도 설정값 | estimated
B동 14층 (오피스) | Tier 3 | Room/Space | B_14F_Executive_Office_Group | Office_Space | 14층 임원 오피스 (추정 6~8실, 비서실 포함) | estimated
B동 14층 (오피스) | Tier 3 | Room/Space | B_14F_Open_Office | Office_Space | 14층 오픈 오피스 (비서/지원 인력) | estimated
B동 14층 (오피스) | Tier 3 | Room/Space | B_14F_Server_Room | Server_Room | 14층 서버/통신실 | estimated
B동 14층 (오피스) | Tier 3 | Room/Space | B_14F_Support_Space | Support_Space | 14층 지원 공간 (접견대기실/비서지원) | estimated
B동 14층 (오피스) | Tier 3 | Room/Space | B_14F_VIP_Conference_Group | Meeting_Room | 14층 VIP 회의실/접견실 (추정 3~4실) | estimated
B동 14층 (오피스) | Tier 3 | Equipment | AHU_UFAD_9 | AHU | UFAD AHU #9 (14F 담당, 추정) | estimated
B동 14층 (오피스) | Tier 3 | Equipment | CC_Distribution_Header_14F | Distribution_Header | 14층 칠드실링 분배기 | estimated
B동 14층 (오피스) | Tier 3 | Equipment | CC_Panel_14F_Int | Chilled_Ceiling_Panel | 14층 내주부 칠드실링 패널 | estimated
B동 14층 (오피스) | Tier 3 | Equipment | CC_Panel_14F_West | Chilled_Ceiling_Panel | 14층 서향 칠드실링 패널 | estimated
B동 14층 (오피스) | Tier 3 | Equipment | CC_Three_Way_Valve_14F | Valve | 14층 칠드실링 3방밸브 | estimated
B동 14층 (오피스) | Tier 3 | Equipment | Floor_Diffuser_14F_East | Floor_Diffuser | 14층 동향 외주부 바닥 디퓨저 | estimated
B동 14층 (오피스) | Tier 3 | Equipment | Floor_Diffuser_14F_Int | Floor_Diffuser | 14층 내주부 바닥 디퓨저 | estimated
B동 14층 (오피스) | Tier 3 | Equipment | Floor_Diffuser_14F_North | Floor_Diffuser | 14층 북향 외주부 바닥 디퓨저 | estimated
B동 14층 (오피스) | Tier 3 | Equipment | Floor_Diffuser_14F_South | Floor_Diffuser | 14층 남향 외주부 바닥 디퓨저 | estimated
B동 14층 (오피스) | Tier 3 | Equipment | Floor_Diffuser_14F_West | Floor_Diffuser | 14층 서향 외주부 바닥 디퓨저 | estimated
B동 14층 (오피스) | Tier 3 | Equipment | RH_Distribution_Header_14F | Distribution_Header | 14층 복사난방 분배기 | estimated
B동 14층 (오피스) | Tier 3 | Equipment | RH_Panel_14F_Int | Radiant_Heating_Panel | 14층 내주부 복사난방 패널 | estimated
B동 14층 (오피스) | Tier 3 | Equipment | RH_Three_Way_Valve_14F | Valve | 14층 복사난방 3방밸브 | estimated
B동 14층 (오피스) | Tier 3 | Sensor | CO2_14F_Int | CO2_Sensor | 14층 내주부 CO2 센서 | estimated
B동 14층 (오피스) | Tier 3 | Sensor | Condensation_Sensor_14F | Condensation_Sensor | 14층 결로방지 센서 | estimated
B동 14층 (오피스) | Tier 3 | Sensor | Dew_Point_Temp_14F | Dew_Point_Temperature_Sensor | 14층 노점온도 센서 | estimated
B동 14층 (오피스) | Tier 3 | Sensor | Lux_14F_West | Illuminance_Sensor | 14층 서향 조도 센서 | estimated
B동 14층 (오피스) | Tier 3 | Sensor | Occ_14F_Int | Occupancy_Sensor | 14층 내주부 재실 감지 센서 | estimated
B동 14층 (오피스) | Tier 3 | Sensor | Plenum_Pressure_Sensor_14F | Duct_Static_Pressure_Sensor | 14층 플레넘 정압 센서 | estimated
B동 14층 (오피스) | Tier 3 | Sensor | Slab_Temp_14F | Slab_Temperature_Sensor | 14층 슬래브 온도 센서 | estimated
B동 14층 (오피스) | Tier 3 | Sensor | Surface_Temp_CC_14F | Inside_Face_Surface_Temperature_Sensor | 14층 칠드실링 패널 표면온도 센서 | estimated
B동 14층 (오피스) | Tier 3 | Sensor | ZAH_14F_Int | Zone_Air_Humidity_Sensor | 14층 내주부 존 습도 센서 | estimated
B동 14층 (오피스) | Tier 3 | Sensor | ZAH_14F_West | Zone_Air_Humidity_Sensor | 14층 서향 외주부 존 습도 센서 | estimated
B동 14층 (오피스) | Tier 3 | Sensor | ZAT_14F_Int | Zone_Air_Temperature_Sensor | 14층 내주부 존 온도 센서 | estimated
B동 14층 (오피스) | Tier 3 | Sensor | ZAT_14F_West | Zone_Air_Temperature_Sensor | 14층 서향 외주부 존 온도 센서 | estimated
B동 14층 (오피스) | Tier 3 | Command/SP | CC_Valve_CMD_14F | Valve_Command | 14층 칠드실링 밸브 명령 | estimated
B동 14층 (오피스) | Tier 3 | Command/SP | Plenum_Pressure_SP_14F | Pressure_Setpoint | 14층 플레넘 압력 설정값 | estimated
B동 14층 (오피스) | Tier 3 | Command/SP | RH_Valve_CMD_14F | Valve_Command | 14층 복사난방 밸브 명령 | estimated
B동 14층 (오피스) | Tier 3 | Floor | B_14F | Floor | B동 14층 (오피스) | confirmed
B동 15층 (오피스) | Tier 3 | Zone | B_15F_Interior_Zone | HVAC_Zone | B동 15F 내주부 존 (최상층) | estimated
B동 15층 (오피스) | Tier 3 | Zone | B_15F_Perimeter_East | HVAC_Zone | B동 15F 동향 외주부 존 | estimated
B동 15층 (오피스) | Tier 3 | Zone | B_15F_Perimeter_North | HVAC_Zone | B동 15F 북향 외주부 존 | estimated
B동 15층 (오피스) | Tier 3 | Zone | B_15F_Perimeter_South | HVAC_Zone | B동 15F 남향 외주부 존 | estimated
B동 15층 (오피스) | Tier 3 | Zone | B_15F_Perimeter_West | HVAC_Zone | B동 15F 서향 외주부 존 (DSF) | estimated
B동 15층 (오피스) | Tier 3 | Zone | ZAT_SP_15F_Int | Zone_Air_Temperature_Setpoint | 15층 내주부 존 온도 설정값 | estimated
B동 15층 (오피스) | Tier 3 | Room/Space | B_15F_Executive_Office_Group | Office_Space | 15층 임원 오피스 (추정 6~8실, 비서실 포함) | estimated
B동 15층 (오피스) | Tier 3 | Room/Space | B_15F_Open_Office | Office_Space | 15층 오픈 오피스 (비서/지원 인력) | estimated
B동 15층 (오피스) | Tier 3 | Room/Space | B_15F_Server_Room | Server_Room | 15층 서버/통신실 | estimated
B동 15층 (오피스) | Tier 3 | Room/Space | B_15F_Support_Space | Support_Space | 15층 지원 공간 (접견대기실/비서지원) | estimated
B동 15층 (오피스) | Tier 3 | Room/Space | B_15F_VIP_Conference_Group | Meeting_Room | 15층 VIP 회의실/접견실 (추정 3~4실) | estimated
B동 15층 (오피스) | Tier 3 | Equipment | AHU_UFAD_10 | AHU | UFAD AHU #10 (15F 담당, 추정) | estimated
B동 15층 (오피스) | Tier 3 | Equipment | CC_Distribution_Header_15F | Distribution_Header | 15층 칠드실링 분배기 | estimated
B동 15층 (오피스) | Tier 3 | Equipment | CC_Panel_15F_Int | Chilled_Ceiling_Panel | 15층 내주부 칠드실링 패널 | estimated
B동 15층 (오피스) | Tier 3 | Equipment | CC_Panel_15F_West | Chilled_Ceiling_Panel | 15층 서향 칠드실링 패널 | estimated
B동 15층 (오피스) | Tier 3 | Equipment | CC_Three_Way_Valve_15F | Valve | 15층 칠드실링 3방밸브 | estimated
B동 15층 (오피스) | Tier 3 | Equipment | Floor_Diffuser_15F_East | Floor_Diffuser | 15층 동향 외주부 바닥 디퓨저 | estimated
B동 15층 (오피스) | Tier 3 | Equipment | Floor_Diffuser_15F_Int | Floor_Diffuser | 15층 내주부 바닥 디퓨저 | estimated
B동 15층 (오피스) | Tier 3 | Equipment | Floor_Diffuser_15F_North | Floor_Diffuser | 15층 북향 외주부 바닥 디퓨저 | estimated
B동 15층 (오피스) | Tier 3 | Equipment | Floor_Diffuser_15F_South | Floor_Diffuser | 15층 남향 외주부 바닥 디퓨저 | estimated
B동 15층 (오피스) | Tier 3 | Equipment | Floor_Diffuser_15F_West | Floor_Diffuser | 15층 서향 외주부 바닥 디퓨저 | estimated
B동 15층 (오피스) | Tier 3 | Equipment | RH_Distribution_Header_15F | Distribution_Header | 15층 복사난방 분배기 | estimated
B동 15층 (오피스) | Tier 3 | Equipment | RH_Panel_15F_Int | Radiant_Heating_Panel | 15층 내주부 복사난방 패널 | estimated
B동 15층 (오피스) | Tier 3 | Equipment | RH_Three_Way_Valve_15F | Valve | 15층 복사난방 3방밸브 | estimated
B동 15층 (오피스) | Tier 3 | Sensor | CO2_15F_Int | CO2_Sensor | 15층 내주부 CO2 센서 | estimated
B동 15층 (오피스) | Tier 3 | Sensor | Condensation_Sensor_15F | Condensation_Sensor | 15층 결로방지 센서 | estimated
B동 15층 (오피스) | Tier 3 | Sensor | Dew_Point_Temp_15F | Dew_Point_Temperature_Sensor | 15층 노점온도 센서 | estimated
B동 15층 (오피스) | Tier 3 | Sensor | Lux_15F_West | Illuminance_Sensor | 15층 서향 조도 센서 | estimated
B동 15층 (오피스) | Tier 3 | Sensor | Occ_15F_Int | Occupancy_Sensor | 15층 내주부 재실 감지 센서 | estimated
B동 15층 (오피스) | Tier 3 | Sensor | Plenum_Pressure_Sensor_15F | Duct_Static_Pressure_Sensor | 15층 플레넘 정압 센서 | estimated
B동 15층 (오피스) | Tier 3 | Sensor | Slab_Temp_15F | Slab_Temperature_Sensor | 15층 슬래브 온도 센서 | estimated
B동 15층 (오피스) | Tier 3 | Sensor | Surface_Temp_CC_15F | Inside_Face_Surface_Temperature_Sensor | 15층 칠드실링 패널 표면온도 센서 | estimated
B동 15층 (오피스) | Tier 3 | Sensor | ZAH_15F_Int | Zone_Air_Humidity_Sensor | 15층 내주부 존 습도 센서 | estimated
B동 15층 (오피스) | Tier 3 | Sensor | ZAH_15F_West | Zone_Air_Humidity_Sensor | 15층 서향 외주부 존 습도 센서 | estimated
B동 15층 (오피스) | Tier 3 | Sensor | ZAT_15F_Int | Zone_Air_Temperature_Sensor | 15층 내주부 존 온도 센서 | estimated
B동 15층 (오피스) | Tier 3 | Sensor | ZAT_15F_West | Zone_Air_Temperature_Sensor | 15층 서향 외주부 존 온도 센서 | estimated
B동 15층 (오피스) | Tier 3 | Command/SP | CC_Valve_CMD_15F | Valve_Command | 15층 칠드실링 밸브 명령 | estimated
B동 15층 (오피스) | Tier 3 | Command/SP | Plenum_Pressure_SP_15F | Pressure_Setpoint | 15층 플레넘 압력 설정값 | estimated
B동 15층 (오피스) | Tier 3 | Command/SP | RH_Valve_CMD_15F | Valve_Command | 15층 복사난방 밸브 명령 | estimated
B동 15층 (오피스) | Tier 3 | Floor | B_15F | Floor | B동 15층 (오피스) | confirmed
B동 옥상 (RF) | 옥상 | Zone | Mechanical_Zone_RF | HVAC_Zone | B동 RF 옥상기계 환기존 | inferred
B동 옥상 (RF) | 옥상 | Room/Space | B_RF_Mechanical | Mechanical_Room | 옥상 기계실 | estimated
B동 옥상 (RF) | 옥상 | Equipment | AHU_UFAD_11 | AHU | UFAD AHU #11 (저층부/포디움, 추정) | estimated
B동 옥상 (RF) | 옥상 | Equipment | Cooling_Tower_1 | Cooling_Tower | 냉각탑 #1 | estimated
B동 옥상 (RF) | 옥상 | Equipment | Cooling_Tower_2 | Cooling_Tower | 냉각탑 #2 (추정) | estimated
B동 옥상 (RF) | 옥상 | Equipment | Cooling_Tower_3 | Cooling_Tower | 냉각탑 #3 (추정) | estimated
B동 옥상 (RF) | 옥상 | Equipment | DOAS_1 | AHU | 외기조화기 (DOAS/OAU) #1 | estimated
B동 옥상 (RF) | 옥상 | Equipment | DOAS_2 | AHU | 외기조화기 (DOAS/OAU) #2 (추정) | estimated
B동 옥상 (RF) | 옥상 | Equipment | DOAS_3 | AHU | 외기조화기 (DOAS) #3 (추정) | estimated
B동 옥상 (RF) | 옥상 | Equipment | Exhaust_Fan_RF_1 | Exhaust_Fan | 옥상 배기팬 #1 | inferred
B동 옥상 (RF) | 옥상 | Equipment | Exhaust_Fan_RF_2 | Exhaust_Fan | 옥상 배기팬 #2 | inferred
B동 옥상 (RF) | 옥상 | Equipment | Lightning_Protection_System | Equipment | 피뢰설비 시스템 | inferred
B동 옥상 (RF) | 옥상 | Equipment | Lightning_Rod_RF | Equipment | 옥상 피뢰침 (수뢰부) | inferred
B동 옥상 (RF) | 옥상 | Equipment | PV_Inverter_1 | Equipment | 태양광 인버터 #1 | estimated
B동 옥상 (RF) | 옥상 | Equipment | Solar_Panel_RF | Equipment | 옥상 태양광 패널 어레이 | estimated
B동 옥상 (RF) | 옥상 | Sensor | OAH_RF | Outside_Air_Humidity_Sensor | 옥상 외기습도 센서 | inferred
B동 옥상 (RF) | 옥상 | Sensor | OAT_RF | Outside_Air_Temperature_Sensor | 옥상 외기온도 센서 | inferred
B동 옥상 (RF) | 옥상 | Sensor | Rain_Sensor | Sensor | 강우 감지 센서 | estimated
B동 옥상 (RF) | 옥상 | Sensor | Wind_Speed_RF | Wind_Speed_Sensor | 옥상 풍속 센서 | inferred
B동 옥상 (RF) | 옥상 | Sensor | Wind_Speed_Sensor | Wind_Speed_Sensor | 옥상 풍속 센서 | estimated
B동 옥상 (RF) | 옥상 | Floor | B_RF | Floor | B동 옥상 (RF) | confirmed
B동 옥상 (RF) | 옥상 | System | Solar_PV_System | Solar_PV_System | 태양광 발전 시스템 (추정) | estimated

## 3_전체인스턴스
인스턴스 ID | 타입 | 라벨 | 위치 | 상위시스템 | 구분 | 신뢰도
AHU_10_CHW_Valve | Valve_Command | AHU#10 냉수 코일 밸브 (15F) |  |  | Command/SP | inferred
AHU_10_Filter_DP | Filter_Differential_Pressure_Sensor | AHU#10 필터 차압 (15F) |  |  | Sensor | inferred
AHU_10_HW_Valve | Valve_Command | AHU#10 온수 코일 밸브 (15F) |  |  | Command/SP | inferred
AHU_10_MAT | Mixed_Air_Temperature_Sensor | AHU#10 혼합 공기 온도 (15F) |  |  | Sensor | inferred
AHU_10_RAT | Return_Air_Temperature_Sensor | AHU#10 환기 온도 (15F) |  |  | Sensor | inferred
AHU_10_SAT | Supply_Air_Temperature_Sensor | AHU#10 급기 온도 (15F) |  |  | Sensor | inferred
AHU_10_SA_Fan_Speed | Fan_Speed_Command | AHU#10 급기팬 VFD 속도 (15F) |  |  | Command/SP | inferred
AHU_10_SA_Fan_Status | Fan_On_Off_Status | AHU#10 급기팬 상태 (15F) |  |  | Equipment | inferred
AHU_11_CHW_Valve | Valve_Command | AHU#11 냉수 코일 밸브 (포디움) |  |  | Command/SP | inferred
AHU_11_Filter_DP | Filter_Differential_Pressure_Sensor | AHU#11 필터차압 (포디움) |  |  | Sensor | inferred
AHU_11_HW_Valve | Valve_Command | AHU#11 온수 코일 밸브 (포디움) |  |  | Command/SP | inferred
AHU_11_MAT | Mixed_Air_Temperature_Sensor | AHU#11 혼합공기온도 (포디움) |  |  | Sensor | inferred
AHU_11_RAT | Return_Air_Temperature_Sensor | AHU#11 환기온도 (포디움) |  |  | Sensor | inferred
AHU_11_SAT | Supply_Air_Temperature_Sensor | AHU#11 급기온도 (포디움) |  |  | Sensor | inferred
AHU_11_SA_Fan_Speed | Fan_Speed_Command | AHU#11 급기팬 VFD 속도 (포디움) |  |  | Command/SP | inferred
AHU_11_SA_Fan_Status | Fan_On_Off_Status | AHU#11 급기팬 상태 (포디움) |  |  | Equipment | inferred
AHU_1_CHW_Valve | Valve_Command | AHU#1 냉수 코일 밸브 |  |  | Command/SP | estimated
AHU_1_Filter_DP | Filter_Differential_Pressure_Sensor | AHU#1 필터 차압 |  |  | Sensor | estimated
AHU_1_HW_Valve | Valve_Command | AHU#1 온수 코일 밸브 |  |  | Command/SP | estimated
AHU_1_MAT | Mixed_Air_Temperature_Sensor | AHU#1 혼합 공기 온도 |  |  | Sensor | estimated
AHU_1_SA_Fan_Speed | Fan_Speed_Command | AHU#1 급기팬 VFD 속도 |  |  | Command/SP | estimated
AHU_1_SA_Fan_Status | Fan_On_Off_Status | AHU#1 급기팬 상태 |  |  | Equipment | estimated
AHU_2_CHW_Valve | Valve_Command | AHU#2 냉수 코일 밸브 (6F) |  |  | Command/SP | inferred
AHU_2_Filter_DP | Filter_Differential_Pressure_Sensor | AHU#2 필터 차압 (6F) |  |  | Sensor | inferred
AHU_2_HW_Valve | Valve_Command | AHU#2 온수 코일 밸브 (6F) |  |  | Command/SP | inferred
AHU_2_MAT | Mixed_Air_Temperature_Sensor | AHU#2 혼합 공기 온도 (6F) |  |  | Sensor | inferred
AHU_2_RAT | Return_Air_Temperature_Sensor | AHU#2 환기 온도 (6F) |  |  | Sensor | inferred
AHU_2_SAT | Supply_Air_Temperature_Sensor | AHU#2 급기 온도 (6F) |  |  | Sensor | inferred
AHU_2_SA_Fan_Speed | Fan_Speed_Command | AHU#2 급기팬 VFD 속도 (6F) |  |  | Command/SP | inferred
AHU_2_SA_Fan_Status | Fan_On_Off_Status | AHU#2 급기팬 상태 (6F) |  |  | Equipment | inferred
AHU_3_CHW_Valve | Valve_Command | AHU#3 냉수 코일 밸브 (7F) |  |  | Command/SP | inferred
AHU_3_Filter_DP | Filter_Differential_Pressure_Sensor | AHU#3 필터 차압 (7F) |  |  | Sensor | inferred
AHU_3_HW_Valve | Valve_Command | AHU#3 온수 코일 밸브 (7F) |  |  | Command/SP | inferred
AHU_3_MAT | Mixed_Air_Temperature_Sensor | AHU#3 혼합 공기 온도 (7F) |  |  | Sensor | inferred
AHU_3_RAT | Return_Air_Temperature_Sensor | AHU#3 환기 온도 (7F) |  |  | Sensor | inferred
AHU_3_SAT | Supply_Air_Temperature_Sensor | AHU#3 급기 온도 (7F) |  |  | Sensor | inferred
AHU_3_SA_Fan_Speed | Fan_Speed_Command | AHU#3 급기팬 VFD 속도 (7F) |  |  | Command/SP | inferred
AHU_3_SA_Fan_Status | Fan_On_Off_Status | AHU#3 급기팬 상태 (7F) |  |  | Equipment | inferred
AHU_4_CHW_Valve | Valve_Command | AHU#4 냉수 코일 밸브 (8F) |  |  | Command/SP | inferred
AHU_4_Filter_DP | Filter_Differential_Pressure_Sensor | AHU#4 필터 차압 (8F) |  |  | Sensor | inferred
AHU_4_HW_Valve | Valve_Command | AHU#4 온수 코일 밸브 (8F) |  |  | Command/SP | inferred
AHU_4_MAT | Mixed_Air_Temperature_Sensor | AHU#4 혼합 공기 온도 (8F) |  |  | Sensor | inferred
AHU_4_RAT | Return_Air_Temperature_Sensor | AHU#4 환기 온도 (8F) |  |  | Sensor | inferred
AHU_4_SAT | Supply_Air_Temperature_Sensor | AHU#4 급기 온도 (8F) |  |  | Sensor | inferred
AHU_4_SA_Fan_Speed | Fan_Speed_Command | AHU#4 급기팬 VFD 속도 (8F) |  |  | Command/SP | inferred
AHU_4_SA_Fan_Status | Fan_On_Off_Status | AHU#4 급기팬 상태 (8F) |  |  | Equipment | inferred
AHU_5_CHW_Valve | Valve_Command | AHU#5 냉수 코일 밸브 (9F) |  |  | Command/SP | inferred
AHU_5_Filter_DP | Filter_Differential_Pressure_Sensor | AHU#5 필터 차압 (9F) |  |  | Sensor | inferred
AHU_5_HW_Valve | Valve_Command | AHU#5 온수 코일 밸브 (9F) |  |  | Command/SP | inferred
AHU_5_MAT | Mixed_Air_Temperature_Sensor | AHU#5 혼합 공기 온도 (9F) |  |  | Sensor | inferred
AHU_5_RAT | Return_Air_Temperature_Sensor | AHU#5 환기 온도 (9F) |  |  | Sensor | inferred
AHU_5_SAT | Supply_Air_Temperature_Sensor | AHU#5 급기 온도 (9F) |  |  | Sensor | inferred
AHU_5_SA_Fan_Speed | Fan_Speed_Command | AHU#5 급기팬 VFD 속도 (9F) |  |  | Command/SP | inferred
AHU_5_SA_Fan_Status | Fan_On_Off_Status | AHU#5 급기팬 상태 (9F) |  |  | Equipment | inferred
AHU_6_CHW_Valve | Valve_Command | AHU#6 냉수 코일 밸브 (10F) |  |  | Command/SP | inferred
AHU_6_Filter_DP | Filter_Differential_Pressure_Sensor | AHU#6 필터 차압 (10F) |  |  | Sensor | inferred
AHU_6_HW_Valve | Valve_Command | AHU#6 온수 코일 밸브 (10F) |  |  | Command/SP | inferred
AHU_6_MAT | Mixed_Air_Temperature_Sensor | AHU#6 혼합 공기 온도 (10F) |  |  | Sensor | inferred
AHU_6_RAT | Return_Air_Temperature_Sensor | AHU#6 환기 온도 (10F) |  |  | Sensor | inferred
AHU_6_SAT | Supply_Air_Temperature_Sensor | AHU#6 급기 온도 (10F) |  |  | Sensor | inferred
AHU_6_SA_Fan_Speed | Fan_Speed_Command | AHU#6 급기팬 VFD 속도 (10F) |  |  | Command/SP | inferred
AHU_6_SA_Fan_Status | Fan_On_Off_Status | AHU#6 급기팬 상태 (10F) |  |  | Equipment | inferred
AHU_7_CHW_Valve | Valve_Command | AHU#7 냉수 코일 밸브 (11F) |  |  | Command/SP | inferred
AHU_7_Filter_DP | Filter_Differential_Pressure_Sensor | AHU#7 필터 차압 (11F) |  |  | Sensor | inferred
AHU_7_HW_Valve | Valve_Command | AHU#7 온수 코일 밸브 (11F) |  |  | Command/SP | inferred
AHU_7_MAT | Mixed_Air_Temperature_Sensor | AHU#7 혼합 공기 온도 (11F) |  |  | Sensor | inferred
AHU_7_RAT | Return_Air_Temperature_Sensor | AHU#7 환기 온도 (11F) |  |  | Sensor | inferred
AHU_7_SAT | Supply_Air_Temperature_Sensor | AHU#7 급기 온도 (11F) |  |  | Sensor | inferred
AHU_7_SA_Fan_Speed | Fan_Speed_Command | AHU#7 급기팬 VFD 속도 (11F) |  |  | Command/SP | inferred
AHU_7_SA_Fan_Status | Fan_On_Off_Status | AHU#7 급기팬 상태 (11F) |  |  | Equipment | inferred
AHU_8_CHW_Valve | Valve_Command | AHU#8 냉수 코일 밸브 (12F) |  |  | Command/SP | inferred
AHU_8_Filter_DP | Filter_Differential_Pressure_Sensor | AHU#8 필터 차압 (12F) |  |  | Sensor | inferred
AHU_8_HW_Valve | Valve_Command | AHU#8 온수 코일 밸브 (12F) |  |  | Command/SP | inferred
AHU_8_MAT | Mixed_Air_Temperature_Sensor | AHU#8 혼합 공기 온도 (12F) |  |  | Sensor | inferred
AHU_8_RAT | Return_Air_Temperature_Sensor | AHU#8 환기 온도 (12F) |  |  | Sensor | inferred
AHU_8_SAT | Supply_Air_Temperature_Sensor | AHU#8 급기 온도 (12F) |  |  | Sensor | inferred
AHU_8_SA_Fan_Speed | Fan_Speed_Command | AHU#8 급기팬 VFD 속도 (12F) |  |  | Command/SP | inferred
AHU_8_SA_Fan_Status | Fan_On_Off_Status | AHU#8 급기팬 상태 (12F) |  |  | Equipment | inferred
AHU_9_CHW_Valve | Valve_Command | AHU#9 냉수 코일 밸브 (14F) |  |  | Command/SP | inferred
AHU_9_Filter_DP | Filter_Differential_Pressure_Sensor | AHU#9 필터 차압 (14F) |  |  | Sensor | inferred
AHU_9_HW_Valve | Valve_Command | AHU#9 온수 코일 밸브 (14F) |  |  | Command/SP | inferred
AHU_9_MAT | Mixed_Air_Temperature_Sensor | AHU#9 혼합 공기 온도 (14F) |  |  | Sensor | inferred
AHU_9_RAT | Return_Air_Temperature_Sensor | AHU#9 환기 온도 (14F) |  |  | Sensor | inferred
AHU_9_SAT | Supply_Air_Temperature_Sensor | AHU#9 급기 온도 (14F) |  |  | Sensor | inferred
AHU_9_SA_Fan_Speed | Fan_Speed_Command | AHU#9 급기팬 VFD 속도 (14F) |  |  | Command/SP | inferred
AHU_9_SA_Fan_Status | Fan_On_Off_Status | AHU#9 급기팬 상태 (14F) |  |  | Equipment | inferred
AHU_UFAD_1 | AHU | UFAD 전용 AHU #1 | B_5F | UFAD_System | Equipment | estimated
AHU_UFAD_10 | AHU | UFAD AHU #10 (15F 담당, 추정) | B_15F | UFAD_System | Equipment | estimated
AHU_UFAD_11 | AHU | UFAD AHU #11 (저층부/포디움, 추정) | B_RF | UFAD_System | Equipment | estimated
AHU_UFAD_2 | AHU | UFAD 전용 AHU #2 (추정) | B_6F | UFAD_System | Equipment | estimated
AHU_UFAD_3 | AHU | UFAD 전용 AHU #3 (추정) | B_7F | UFAD_System | Equipment | estimated
AHU_UFAD_4 | AHU | UFAD AHU #4 (8F 담당, 추정) | B_8F | UFAD_System | Equipment | estimated
AHU_UFAD_5 | AHU | UFAD AHU #5 (9F 담당, 추정) | B_9F | UFAD_System | Equipment | estimated
AHU_UFAD_6 | AHU | UFAD AHU #6 (10F 담당, 추정) | B_10F | UFAD_System | Equipment | estimated
AHU_UFAD_7 | AHU | UFAD AHU #7 (11F 담당, 추정) | B_11F | UFAD_System | Equipment | estimated
AHU_UFAD_8 | AHU | UFAD AHU #8 (12F 담당, 추정) | B_12F | UFAD_System | Equipment | estimated
AHU_UFAD_9 | AHU | UFAD AHU #9 (14F 담당, 추정) | B_14F | UFAD_System | Equipment | estimated
Access_Control_1F | Equipment | 1층 출입통제 장치 | B_1F | Security_System | Equipment | inferred
Access_Control_System | Equipment | 출입통제 시스템 | GEC_Tower_B | Security_System | Equipment | inferred
Air_Curtain_1F | AHU | 1층 로비 에어커튼 | B_1F | HVAC_System | Equipment | inferred
Annual_Energy_Estimate_B | Energy_Sensor | B동 연간 에너지 추정 (면적비례) |  |  | Sensor | estimated
BAS | Building_Automation_System | 자동화 디지털 네트워크 시스템 | GEC_Tower_B | GEC_Tower_B | System | estimated
BAS_Network_Automation | BAS_Network_Layer | BAS 자동화 네트워크 (Level 2) |  | BAS | Other | estimated
BAS_Network_Field | BAS_Network_Layer | BAS 필드 네트워크 (Level 3) |  | BAS | Other | estimated
BAS_Network_Supervisory | BAS_Network_Layer | BAS 감독 네트워크 (Level 1) |  | BAS | Other | estimated
BMS_Server | Controller, Server | BMS 중앙 서버 (추정) | B_B1F | BAS | Equipment | estimated
BMS_Workstation | Equipment | BMS 운영 워크스테이션 (추정 2~3대) | GEC_Tower_B | BAS | Equipment | estimated
B_10F | Floor | B동 10층 (오피스) |  | GEC_Tower_B | Floor | confirmed
B_10F_Interior_Zone | HVAC_Zone | B동 10F 내주부 존 |  | B_10F | Zone | estimated
B_10F_Meeting_Room_Group | Meeting_Room | 10층 회의실 그룹 (추정 8~10실) |  | B_10F | Room/Space | estimated
B_10F_Open_Office | Office_Space | 10층 오픈 오피스 |  | B_10F | Room/Space | estimated
B_10F_Perimeter_East | HVAC_Zone | B동 10F 동향 외주부 존 |  | B_10F | Zone | estimated
B_10F_Perimeter_North | HVAC_Zone | B동 10F 북향 외주부 존 |  | B_10F | Zone | estimated
B_10F_Perimeter_South | HVAC_Zone | B동 10F 남향 외주부 존 |  | B_10F | Zone | estimated
B_10F_Perimeter_West | HVAC_Zone | B동 10F 서향 외주부 존 (DSF) |  | B_10F | Zone | estimated
B_10F_Server_Room | Server_Room | 10층 서버/통신실 |  | B_10F | Room/Space | estimated
B_10F_Support_Space | Support_Space | 10층 지원 공간 (탕비실/문서실) |  | B_10F | Room/Space | estimated
B_11F | Floor | B동 11층 (오피스) |  | GEC_Tower_B | Floor | confirmed
B_11F_Individual_Office_Group | Office_Space | 11층 개별 오피스 (팀장/부서장급, 추정 8~12실) |  | B_11F | Room/Space | estimated
B_11F_Interior_Zone | HVAC_Zone | B동 11F 내주부 존 |  | B_11F | Zone | estimated
B_11F_Meeting_Room_Group | Meeting_Room | 11층 회의실 그룹 (추정 6~8실) |  | B_11F | Room/Space | estimated
B_11F_Open_Office | Office_Space | 11층 오픈 오피스 |  | B_11F | Room/Space | estimated
B_11F_Perimeter_East | HVAC_Zone | B동 11F 동향 외주부 존 |  | B_11F | Zone | estimated
B_11F_Perimeter_North | HVAC_Zone | B동 11F 북향 외주부 존 |  | B_11F | Zone | estimated
B_11F_Perimeter_South | HVAC_Zone | B동 11F 남향 외주부 존 |  | B_11F | Zone | estimated
B_11F_Perimeter_West | HVAC_Zone | B동 11F 서향 외주부 존 (DSF) |  | B_11F | Zone | estimated
B_11F_Server_Room | Server_Room | 11층 서버/통신실 |  | B_11F | Room/Space | estimated
B_11F_Support_Space | Support_Space | 11층 지원 공간 (부서지원실/탕비실) |  | B_11F | Room/Space | estimated
B_12F | Floor | B동 12층 (오피스) |  | GEC_Tower_B | Floor | confirmed
B_12F_Individual_Office_Group | Office_Space | 12층 개별 오피스 (팀장/부서장급, 추정 8~12실) |  | B_12F | Room/Space | estimated
B_12F_Interior_Zone | HVAC_Zone | B동 12F 내주부 존 |  | B_12F | Zone | estimated
B_12F_Meeting_Room_Group | Meeting_Room | 12층 회의실 그룹 (추정 6~8실) |  | B_12F | Room/Space | estimated
B_12F_Open_Office | Office_Space | 12층 오픈 오피스 |  | B_12F | Room/Space | estimated
B_12F_Perimeter_East | HVAC_Zone | B동 12F 동향 외주부 존 |  | B_12F | Zone | estimated
B_12F_Perimeter_North | HVAC_Zone | B동 12F 북향 외주부 존 |  | B_12F | Zone | estimated
B_12F_Perimeter_South | HVAC_Zone | B동 12F 남향 외주부 존 |  | B_12F | Zone | estimated
B_12F_Perimeter_West | HVAC_Zone | B동 12F 서향 외주부 존 (DSF) |  | B_12F | Zone | estimated
B_12F_Server_Room | Server_Room | 12층 서버/통신실 |  | B_12F | Room/Space | estimated
B_12F_Support_Space | Support_Space | 12층 지원 공간 (부서지원실/탕비실) |  | B_12F | Room/Space | estimated
B_14F | Floor | B동 14층 (오피스) |  | GEC_Tower_B | Floor | confirmed
B_14F_Executive_Office_Group | Office_Space | 14층 임원 오피스 (추정 6~8실, 비서실 포함) |  | B_14F | Room/Space | estimated
B_14F_Interior_Zone | HVAC_Zone | B동 14F 내주부 존 |  | B_14F | Zone | estimated
B_14F_Open_Office | Office_Space | 14층 오픈 오피스 (비서/지원 인력) |  | B_14F | Room/Space | estimated
B_14F_Perimeter_East | HVAC_Zone | B동 14F 동향 외주부 존 |  | B_14F | Zone | estimated
B_14F_Perimeter_North | HVAC_Zone | B동 14F 북향 외주부 존 |  | B_14F | Zone | estimated
B_14F_Perimeter_South | HVAC_Zone | B동 14F 남향 외주부 존 |  | B_14F | Zone | estimated
B_14F_Perimeter_West | HVAC_Zone | B동 14F 서향 외주부 존 (DSF) |  | B_14F | Zone | estimated
B_14F_Server_Room | Server_Room | 14층 서버/통신실 |  | B_14F | Room/Space | estimated
B_14F_Support_Space | Support_Space | 14층 지원 공간 (접견대기실/비서지원) |  | B_14F | Room/Space | estimated
B_14F_VIP_Conference_Group | Meeting_Room | 14층 VIP 회의실/접견실 (추정 3~4실) |  | B_14F | Room/Space | estimated
B_15F | Floor | B동 15층 (오피스) |  | GEC_Tower_B | Floor | confirmed
B_15F_Executive_Office_Group | Office_Space | 15층 임원 오피스 (추정 6~8실, 비서실 포함) |  | B_15F | Room/Space | estimated
B_15F_Interior_Zone | HVAC_Zone | B동 15F 내주부 존 (최상층) |  | B_15F | Zone | estimated
B_15F_Open_Office | Office_Space | 15층 오픈 오피스 (비서/지원 인력) |  | B_15F | Room/Space | estimated
B_15F_Perimeter_East | HVAC_Zone | B동 15F 동향 외주부 존 |  | B_15F | Zone | estimated
B_15F_Perimeter_North | HVAC_Zone | B동 15F 북향 외주부 존 |  | B_15F | Zone | estimated
B_15F_Perimeter_South | HVAC_Zone | B동 15F 남향 외주부 존 |  | B_15F | Zone | estimated
B_15F_Perimeter_West | HVAC_Zone | B동 15F 서향 외주부 존 (DSF) |  | B_15F | Zone | estimated
B_15F_Server_Room | Server_Room | 15층 서버/통신실 |  | B_15F | Room/Space | estimated
B_15F_Support_Space | Support_Space | 15층 지원 공간 (접견대기실/비서지원) |  | B_15F | Room/Space | estimated
B_15F_VIP_Conference_Group | Meeting_Room | 15층 VIP 회의실/접견실 (추정 3~4실) |  | B_15F | Room/Space | estimated
B_1F | Floor | B동 1층 (포디움) |  | GEC_Tower_B | Floor | confirmed
B_1F_Amenity | Location | 1F 편의시설 |  | B_1F | Room/Space | estimated
B_1F_Lobby | Location | 1F 로비/현관홀 |  | B_1F | Room/Space | estimated
B_2F | Floor | B동 2층 (포디움) |  | GEC_Tower_B | Floor | confirmed
B_3F | Floor | B동 3층 (포디움) |  | GEC_Tower_B | Floor | confirmed
B_5F | Floor | B동 5층 (오피스) |  | GEC_Tower_B | Floor | confirmed
B_5F_Interior_Zone | HVAC_Zone | B동 5F 내주부 존 (Interior) |  | B_5F | Zone | estimated
B_5F_Meeting_Room_Group | Meeting_Room | 5F 회의실 그룹 (추정 8~10실) |  | B_5F | Room/Space | estimated
B_5F_Open_Office | Office_Space | 5F 오픈 오피스 |  | B_5F | Room/Space | estimated
B_5F_Perimeter_East | HVAC_Zone | B동 5F 동향 외주부 존 (East Perimeter) |  | B_5F | Zone | estimated
B_5F_Perimeter_North | HVAC_Zone | B동 5F 북향 외주부 존 (North Perimeter) |  | B_5F | Zone | estimated
B_5F_Perimeter_South | HVAC_Zone | B동 5F 남향 외주부 존 (South Perimeter) |  | B_5F | Zone | estimated
B_5F_Perimeter_West | HVAC_Zone | B동 5F 서향 외주부 존 (West Perimeter) |  | B_5F | Zone | estimated
B_5F_Server_Room | Server_Room | 5F 서버/통신실 |  | B_5F | Room/Space | estimated
B_5F_Support_Space | Support_Space | 5F 지원 공간 (탕비실/문서실) |  | B_5F | Room/Space | estimated
B_6F | Floor | B동 6층 (오피스) |  | GEC_Tower_B | Floor | confirmed
B_6F_Interior_Zone | HVAC_Zone | B동 6F 내주부 존 |  | B_6F | Zone | estimated
B_6F_Meeting_Room_Group | Meeting_Room | 6층 회의실 그룹 (추정 8~10실) |  | B_6F | Room/Space | estimated
B_6F_Open_Office | Office_Space | 6층 오픈 오피스 |  | B_6F | Room/Space | estimated
B_6F_Perimeter_East | HVAC_Zone | B동 6F 동향 외주부 존 |  | B_6F | Zone | estimated
B_6F_Perimeter_North | HVAC_Zone | B동 6F 북향 외주부 존 |  | B_6F | Zone | estimated
B_6F_Perimeter_South | HVAC_Zone | B동 6F 남향 외주부 존 |  | B_6F | Zone | estimated
B_6F_Perimeter_West | HVAC_Zone | B동 6F 서향 외주부 존 (DSF) |  | B_6F | Zone | estimated
B_6F_Server_Room | Server_Room | 6층 서버/통신실 |  | B_6F | Room/Space | estimated
B_6F_Support_Space | Support_Space | 6층 지원 공간 (탕비실/문서실) |  | B_6F | Room/Space | estimated
B_7F | Floor | B동 7층 (오피스) |  | GEC_Tower_B | Floor | confirmed
B_7F_Interior_Zone | HVAC_Zone | B동 7F 내주부 존 |  | B_7F | Zone | estimated
B_7F_Meeting_Room_Group | Meeting_Room | 7층 회의실 그룹 (추정 8~10실) |  | B_7F | Room/Space | estimated
B_7F_Open_Office | Office_Space | 7층 오픈 오피스 |  | B_7F | Room/Space | estimated
B_7F_Perimeter_East | HVAC_Zone | B동 7F 동향 외주부 존 |  | B_7F | Zone | estimated
B_7F_Perimeter_North | HVAC_Zone | B동 7F 북향 외주부 존 |  | B_7F | Zone | estimated
B_7F_Perimeter_South | HVAC_Zone | B동 7F 남향 외주부 존 |  | B_7F | Zone | estimated
B_7F_Perimeter_West | HVAC_Zone | B동 7F 서향 외주부 존 (DSF) |  | B_7F | Zone | estimated
B_7F_Server_Room | Server_Room | 7층 서버/통신실 |  | B_7F | Room/Space | estimated
B_7F_Support_Space | Support_Space | 7층 지원 공간 (탕비실/문서실) |  | B_7F | Room/Space | estimated
B_8F | Floor | B동 8층 (오피스) |  | GEC_Tower_B | Floor | confirmed
B_8F_Interior_Zone | HVAC_Zone | B동 8F 내주부 존 |  | B_8F | Zone | estimated
B_8F_Meeting_Room_Group | Meeting_Room | 8층 회의실 그룹 (추정 8~10실) |  | B_8F | Room/Space | estimated
B_8F_Open_Office | Office_Space | 8층 오픈 오피스 |  | B_8F | Room/Space | estimated
B_8F_Perimeter_East | HVAC_Zone | B동 8F 동향 외주부 존 |  | B_8F | Zone | estimated
B_8F_Perimeter_North | HVAC_Zone | B동 8F 북향 외주부 존 |  | B_8F | Zone | estimated
B_8F_Perimeter_South | HVAC_Zone | B동 8F 남향 외주부 존 |  | B_8F | Zone | estimated
B_8F_Perimeter_West | HVAC_Zone | B동 8F 서향 외주부 존 (DSF) |  | B_8F | Zone | estimated
B_8F_Server_Room | Server_Room | 8층 서버/통신실 |  | B_8F | Room/Space | estimated
B_8F_Support_Space | Support_Space | 8층 지원 공간 (탕비실/문서실) |  | B_8F | Room/Space | estimated
B_9F | Floor | B동 9층 (오피스) |  | GEC_Tower_B | Floor | confirmed
B_9F_Interior_Zone | HVAC_Zone | B동 9F 내주부 존 |  | B_9F | Zone | estimated
B_9F_Meeting_Room_Group | Meeting_Room | 9층 회의실 그룹 (추정 8~10실) |  | B_9F | Room/Space | estimated
B_9F_Open_Office | Office_Space | 9층 오픈 오피스 |  | B_9F | Room/Space | estimated
B_9F_Perimeter_East | HVAC_Zone | B동 9F 동향 외주부 존 |  | B_9F | Zone | estimated
B_9F_Perimeter_North | HVAC_Zone | B동 9F 북향 외주부 존 |  | B_9F | Zone | estimated
B_9F_Perimeter_South | HVAC_Zone | B동 9F 남향 외주부 존 |  | B_9F | Zone | estimated
B_9F_Perimeter_West | HVAC_Zone | B동 9F 서향 외주부 존 (DSF) |  | B_9F | Zone | estimated
B_9F_Server_Room | Server_Room | 9층 서버/통신실 |  | B_9F | Room/Space | estimated
B_9F_Support_Space | Support_Space | 9층 지원 공간 (탕비실/문서실) |  | B_9F | Room/Space | estimated
B_B1F | Floor | B동 지하1층 (B1F) |  | GEC_Tower_B | Floor | confirmed
B_B1F_Mechanical_Room | Room, Mechanical_Room | B1F 기계실 | B_B1F | B_B1F | Room/Space | estimated
B_B2F | Floor | B동 지하2층 (B2F) |  | GEC_Tower_B | Floor | confirmed
B_B2F_Mechanical_Room | Room, Mechanical_Room | B2F 전기실/수변전실 | B_B2F | B_B2F | Room/Space | estimated
B_B3F | Floor | B동 지하3층 (B3F) |  | GEC_Tower_B | Floor | confirmed
B_B4F | Floor | B동 지하4층 (B4F) |  | GEC_Tower_B | Floor | confirmed
B_RF | Floor | B동 옥상 (RF) |  | GEC_Tower_B | Floor | confirmed
B_RF_Mechanical | Mechanical_Room | 옥상 기계실 |  | B_RF | Room/Space | estimated
Boiler_1 | Boiler | 보일러 #1 | B_B1F | Boiler_Plant | Equipment | estimated
Boiler_1_Flame_Status | On_Off_Status | 보일러#1 화염 상태 |  |  | Other | inferred
Boiler_1_Gas_Usage | Gas_Sensor | 보일러#1 가스 사용량 |  |  | Sensor | inferred
Boiler_1_HWRT | Hot_Water_Return_Temperature_Sensor | 보일러#1 온수 입구온도 |  |  | Sensor | inferred
Boiler_1_HWST | Hot_Water_Supply_Temperature_Sensor | 보일러#1 온수 출구온도 |  |  | Sensor | inferred
Boiler_1_Run_Status | On_Off_Status | 보일러#1 운전 상태 |  |  | Other | inferred
Boiler_2 | Boiler | 보일러 #2 (추정) | B_B1F | Boiler_Plant | Equipment | estimated
Boiler_2_Flame_Status | On_Off_Status | 보일러#2 화염 상태 |  |  | Other | inferred
Boiler_2_Gas_Usage | Gas_Sensor | 보일러#2 가스 사용량 |  |  | Sensor | inferred
Boiler_2_HWRT | Hot_Water_Return_Temperature_Sensor | 보일러#2 온수 입구온도 |  |  | Sensor | inferred
Boiler_2_HWST | Hot_Water_Supply_Temperature_Sensor | 보일러#2 온수 출구온도 |  |  | Sensor | inferred
Boiler_2_Run_Status | On_Off_Status | 보일러#2 운전 상태 |  |  | Other | inferred
Boiler_3 | Boiler | 보일러 #3 | B_B1F | Boiler_Plant | Equipment | inferred
Boiler_3_Flame_Status | On_Off_Status | 보일러#3 점화 상태 |  |  | Other | inferred
Boiler_3_Gas_Usage | Gas_Usage_Sensor | 보일러#3 가스 사용량 |  |  | Sensor | inferred
Boiler_3_HWRT | Hot_Water_Return_Temperature_Sensor | 보일러#3 온수 환수온도 |  |  | Sensor | inferred
Boiler_3_HWST | Hot_Water_Supply_Temperature_Sensor | 보일러#3 온수 공급온도 |  |  | Sensor | inferred
Boiler_3_Run_Status | On_Off_Status | 보일러#3 운전 상태 |  |  | Other | inferred
Boiler_Plant | Boiler | 온열원 플랜트 | B_B1F | HVAC_System | Equipment | estimated
Building_Power_Meter | Building_Electrical_Meter | B동 전체 전력 계측기 | GEC_Tower_B |  | Sensor | confirmed
CCTV_System | Equipment | CCTV 영상감시 시스템 | GEC_Tower_B | Security_System | Equipment | inferred
CC_Distribution_Header_10F | Distribution_Header | 10층 칠드실링 분배기 |  | CC_System | Equipment | estimated
CC_Distribution_Header_11F | Distribution_Header | 11층 칠드실링 분배기 |  | CC_System | Equipment | estimated
CC_Distribution_Header_12F | Distribution_Header | 12층 칠드실링 분배기 |  | CC_System | Equipment | estimated
CC_Distribution_Header_14F | Distribution_Header | 14층 칠드실링 분배기 |  | CC_System | Equipment | estimated
CC_Distribution_Header_15F | Distribution_Header | 15층 칠드실링 분배기 |  | CC_System | Equipment | estimated
CC_Distribution_Header_5F | Distribution_Header | 5F 칠드실링 분배기 |  | CC_System | Equipment | estimated
CC_Distribution_Header_6F | Distribution_Header | 6층 칠드실링 분배기 |  | CC_System | Equipment | estimated
CC_Distribution_Header_7F | Distribution_Header | 7층 칠드실링 분배기 |  | CC_System | Equipment | estimated
CC_Distribution_Header_8F | Distribution_Header | 8층 칠드실링 분배기 |  | CC_System | Equipment | estimated
CC_Distribution_Header_9F | Distribution_Header | 9층 칠드실링 분배기 |  | CC_System | Equipment | estimated
CC_Panel_10F_Int | Chilled_Ceiling_Panel | 10층 내주부 칠드실링 패널 | B_10F_Interior_Zone | CC_System | Equipment | estimated
CC_Panel_10F_West | Chilled_Ceiling_Panel | 10층 서향 칠드실링 패널 | B_10F_Perimeter_West | CC_System | Equipment | estimated
CC_Panel_11F_Int | Chilled_Ceiling_Panel | 11층 내주부 칠드실링 패널 | B_11F_Interior_Zone | CC_System | Equipment | estimated
CC_Panel_11F_West | Chilled_Ceiling_Panel | 11층 서향 칠드실링 패널 | B_11F_Perimeter_West | CC_System | Equipment | estimated
CC_Panel_12F_Int | Chilled_Ceiling_Panel | 12층 내주부 칠드실링 패널 | B_12F_Interior_Zone | CC_System | Equipment | estimated
CC_Panel_12F_West | Chilled_Ceiling_Panel | 12층 서향 칠드실링 패널 | B_12F_Perimeter_West | CC_System | Equipment | estimated
CC_Panel_14F_Int | Chilled_Ceiling_Panel | 14층 내주부 칠드실링 패널 | B_14F_Interior_Zone | CC_System | Equipment | estimated
CC_Panel_14F_West | Chilled_Ceiling_Panel | 14층 서향 칠드실링 패널 | B_14F_Perimeter_West | CC_System | Equipment | estimated
CC_Panel_15F_Int | Chilled_Ceiling_Panel | 15층 내주부 칠드실링 패널 | B_15F_Interior_Zone | CC_System | Equipment | estimated
CC_Panel_15F_West | Chilled_Ceiling_Panel | 15층 서향 칠드실링 패널 | B_15F_Perimeter_West | CC_System | Equipment | estimated
CC_Panel_5F_Int | Chilled_Ceiling_Panel | 5F 내주부 칠드실링 패널 | B_5F_Interior_Zone | CC_System | Equipment | estimated
CC_Panel_5F_West | Chilled_Ceiling_Panel | 5F 서향 칠드실링 패널 | B_5F_Perimeter_West | CC_System | Equipment | estimated
CC_Panel_6F_Int | Chilled_Ceiling_Panel | 6층 내주부 칠드실링 패널 | B_6F_Interior_Zone | CC_System | Equipment | estimated
CC_Panel_6F_West | Chilled_Ceiling_Panel | 6층 서향 칠드실링 패널 | B_6F_Perimeter_West | CC_System | Equipment | estimated
CC_Panel_7F_Int | Chilled_Ceiling_Panel | 7층 내주부 칠드실링 패널 | B_7F_Interior_Zone | CC_System | Equipment | estimated
CC_Panel_7F_West | Chilled_Ceiling_Panel | 7층 서향 칠드실링 패널 | B_7F_Perimeter_West | CC_System | Equipment | estimated
CC_Panel_8F_Int | Chilled_Ceiling_Panel | 8층 내주부 칠드실링 패널 | B_8F_Interior_Zone | CC_System | Equipment | estimated
CC_Panel_8F_West | Chilled_Ceiling_Panel | 8층 서향 칠드실링 패널 | B_8F_Perimeter_West | CC_System | Equipment | estimated
CC_Panel_9F_Int | Chilled_Ceiling_Panel | 9층 내주부 칠드실링 패널 | B_9F_Interior_Zone | CC_System | Equipment | estimated
CC_Panel_9F_West | Chilled_Ceiling_Panel | 9층 서향 칠드실링 패널 | B_9F_Perimeter_West | CC_System | Equipment | estimated
CC_Pump_1 | Chilled_Water_Pump | 칠드실링 전용 냉수 순환펌프 #1 |  | CC_System, Chiller_Plant | Equipment | estimated
CC_System | Chilled_Ceiling_System | 칠드실링 복사냉방 시스템 |  | HVAC_System | System | estimated
CC_Three_Way_Valve_10F | Valve | 10층 칠드실링 3방밸브 | B_10F | CC_System | Equipment | estimated
CC_Three_Way_Valve_11F | Valve | 11층 칠드실링 3방밸브 | B_11F | CC_System | Equipment | estimated
CC_Three_Way_Valve_12F | Valve | 12층 칠드실링 3방밸브 | B_12F | CC_System | Equipment | estimated
CC_Three_Way_Valve_14F | Valve | 14층 칠드실링 3방밸브 | B_14F | CC_System | Equipment | estimated
CC_Three_Way_Valve_15F | Valve | 15층 칠드실링 3방밸브 | B_15F | CC_System | Equipment | estimated
CC_Three_Way_Valve_5F | Valve | 5F 칠드실링 3방밸브 | B_5F | CC_System | Equipment | estimated
CC_Three_Way_Valve_6F | Valve | 6층 칠드실링 3방밸브 | B_6F | CC_System | Equipment | estimated
CC_Three_Way_Valve_7F | Valve | 7층 칠드실링 3방밸브 | B_7F | CC_System | Equipment | estimated
CC_Three_Way_Valve_8F | Valve | 8층 칠드실링 3방밸브 | B_8F | CC_System | Equipment | estimated
CC_Three_Way_Valve_9F | Valve | 9층 칠드실링 3방밸브 | B_9F | CC_System | Equipment | estimated
CC_Valve_CMD_10F | Valve_Command | 10층 칠드실링 밸브 명령 |  |  | Command/SP | estimated
CC_Valve_CMD_11F | Valve_Command | 11층 칠드실링 밸브 명령 |  |  | Command/SP | estimated
CC_Valve_CMD_12F | Valve_Command | 12층 칠드실링 밸브 명령 |  |  | Command/SP | estimated
CC_Valve_CMD_14F | Valve_Command | 14층 칠드실링 밸브 명령 |  |  | Command/SP | estimated
CC_Valve_CMD_15F | Valve_Command | 15층 칠드실링 밸브 명령 |  |  | Command/SP | estimated
CC_Valve_CMD_5F | Valve_Command | 5F 칠드실링 밸브 명령 |  |  | Command/SP | estimated
CC_Valve_CMD_6F | Valve_Command | 6층 칠드실링 밸브 명령 |  |  | Command/SP | estimated
CC_Valve_CMD_7F | Valve_Command | 7층 칠드실링 밸브 명령 |  |  | Command/SP | estimated
CC_Valve_CMD_8F | Valve_Command | 8층 칠드실링 밸브 명령 |  |  | Command/SP | estimated
CC_Valve_CMD_9F | Valve_Command | 9층 칠드실링 밸브 명령 |  |  | Command/SP | estimated
CHWRT_CC | Chilled_Water_Return_Temperature_Sensor | 칠드실링 냉수 환수온도 센서 |  |  | Sensor | estimated
CHWST_CC | Chilled_Water_Supply_Temperature_Sensor | 칠드실링 냉수 공급온도 센서 |  |  | Sensor | estimated
CHW_Flow_CC | Water_Flow_Sensor | 칠드실링 냉수 유량 센서 |  |  | Sensor | estimated
CHW_Pump_1 | Chilled_Water_Pump | 냉수 순환펌프 #1 | B_B1F | Chiller_Plant | Equipment | estimated
CHW_Pump_1_DP | Differential_Pressure_Sensor | 냉수펌프#1 차압 |  |  | Sensor | inferred
CHW_Pump_1_Run_Status | On_Off_Status | 냉수펌프#1 운전 상태 |  |  | Other | inferred
CHW_Pump_1_Speed | Frequency_Command | 냉수펌프#1 VFD 속도 |  |  | Command/SP | inferred
CHW_Pump_Group | Chilled_Water_Pump | 냉수 순환펌프 그룹 (추정 4~6대, GEC 전체) | B_B1F | Chiller_Plant | Equipment | estimated
CHW_Temp_SP_CC | Chilled_Water_Supply_Temperature_Setpoint | 칠드실링 냉수 온도 설정값 |  |  | Command/SP | estimated
CO2_10F_Int | CO2_Sensor | 10층 내주부 CO2 센서 | B_10F_Interior_Zone |  | Sensor | estimated
CO2_11F_Int | CO2_Sensor | 11층 내주부 CO2 센서 | B_11F_Interior_Zone |  | Sensor | estimated
CO2_12F_Int | CO2_Sensor | 12층 내주부 CO2 센서 | B_12F_Interior_Zone |  | Sensor | estimated
CO2_14F_Int | CO2_Sensor | 14층 내주부 CO2 센서 | B_14F_Interior_Zone |  | Sensor | estimated
CO2_15F_Int | CO2_Sensor | 15층 내주부 CO2 센서 | B_15F_Interior_Zone |  | Sensor | estimated
CO2_1F | CO2_Sensor | B동 1층 로비 CO2 센서 | B_1F |  | Sensor | inferred
CO2_2F | CO2_Sensor | B동 2층 라운지 CO2 센서 | B_2F |  | Sensor | inferred
CO2_3F | CO2_Sensor | 3층 CO2 센서 | B_3F |  | Sensor | inferred
CO2_5F_Int | CO2_Sensor | 5F 내주부 CO2 센서 | B_5F_Interior_Zone |  | Sensor | estimated
CO2_6F_Int | CO2_Sensor | 6층 내주부 CO2 센서 | B_6F_Interior_Zone |  | Sensor | estimated
CO2_7F_Int | CO2_Sensor | 7층 내주부 CO2 센서 | B_7F_Interior_Zone |  | Sensor | estimated
CO2_8F_Int | CO2_Sensor | 8층 내주부 CO2 센서 | B_8F_Interior_Zone |  | Sensor | estimated
CO2_9F_Int | CO2_Sensor | 9층 내주부 CO2 센서 | B_9F_Interior_Zone |  | Sensor | estimated
CO2_Sensor_Group | CO2_Sensor | CO2 센서 그룹 (추정 30~60개, B동) |  |  | Sensor | estimated
CO_Sensor_B2F_1 | CO_Sensor | 지하2층 주차장 CO 센서 #1 | B_B2F |  | Sensor | inferred
CO_Sensor_B2F_2 | CO_Sensor | 지하2층 주차장 CO 센서 #2 | B_B2F |  | Sensor | inferred
CO_Sensor_B2F_3 | CO_Sensor | 지하2층 주차장 CO 센서 #3 | B_B2F |  | Sensor | inferred
CO_Sensor_B3F_1 | CO_Sensor | 지하3층 주차장 CO 센서 #1 | B_B3F |  | Sensor | inferred
CO_Sensor_B3F_2 | CO_Sensor | 지하3층 주차장 CO 센서 #2 | B_B3F |  | Sensor | inferred
CO_Sensor_B3F_3 | CO_Sensor | 지하3층 주차장 CO 센서 #3 | B_B3F |  | Sensor | inferred
CO_Sensor_B4F_1 | CO_Sensor | 지하4층 주차장 CO 센서 #1 | B_B4F |  | Sensor | inferred
CO_Sensor_B4F_2 | CO_Sensor | 지하4층 주차장 CO 센서 #2 | B_B4F |  | Sensor | inferred
CO_Sensor_B4F_3 | CO_Sensor | 지하4층 주차장 CO 센서 #3 | B_B4F |  | Sensor | inferred
CT_1_Basin_Level | Water_Level_Sensor | 냉각탑#1 수조 수위 |  |  | Sensor | inferred
CT_1_CW_Temp | Condenser_Water_Temperature_Sensor | 냉각탑#1 냉각수 출구온도 |  |  | Sensor | inferred
CT_1_Fan_Speed | Fan_Speed_Command | 냉각탑#1 팬 속도 |  |  | Command/SP | inferred
CT_1_Fan_Status | Fan_On_Off_Status | 냉각탑#1 팬 상태 |  |  | Equipment | inferred
CT_2_Basin_Level | Water_Level_Sensor | 냉각탑#2 수조 수위 |  |  | Sensor | inferred
CT_2_CW_Temp | Condenser_Water_Temperature_Sensor | 냉각탑#2 냉각수 출구온도 |  |  | Sensor | inferred
CT_2_Fan_Speed | Fan_Speed_Command | 냉각탑#2 팬 속도 |  |  | Command/SP | inferred
CT_2_Fan_Status | Fan_On_Off_Status | 냉각탑#2 팬 상태 |  |  | Equipment | inferred
CT_3_Basin_Level | Water_Level_Sensor | 냉각탑#3 수조 수위 |  |  | Sensor | inferred
CT_3_CW_Temp | Condenser_Water_Temperature_Sensor | 냉각탑#3 냉각수 출구온도 |  |  | Sensor | inferred
CT_3_Fan_Speed | Fan_Speed_Command | 냉각탑#3 팬 속도 |  |  | Command/SP | inferred
CT_3_Fan_Status | Fan_On_Off_Status | 냉각탑#3 팬 상태 |  |  | Equipment | inferred
CW_Pump_1 | Condenser_Water_Pump | 냉각수 순환펌프 #1 | B_B1F | Chiller_Plant | Equipment | estimated
CW_Pump_1_DP | Differential_Pressure_Sensor | 냉각수펌프#1 차압 |  |  | Sensor | inferred
CW_Pump_1_Run_Status | On_Off_Status | 냉각수펌프#1 운전 상태 |  |  | Other | inferred
CW_Pump_1_Speed | Frequency_Command | 냉각수펌프#1 VFD 속도 |  |  | Command/SP | inferred
CW_Pump_Group | Condenser_Water_Pump | 냉각수 순환펌프 그룹 (추정 4~6대, GEC 전체) | B_B1F | Chiller_Plant | Equipment | estimated
Cafeteria_B1F | Room | 지하1층 구내식당 | B_B1F | B_B1F | Room/Space | inferred
Cafeteria_Zone_B1F | HVAC_Zone | B동 B1F 구내식당 공조존 |  | B_B1F | Zone | inferred
Chiller_1 | Chiller | 칠러 #1 | B_B1F | Chiller_Plant | Equipment | estimated
Chiller_1_Alarm | Alarm | 칠러#1 고장 알람 |  |  | Equipment | estimated
Chiller_1_CHWRT | Chilled_Water_Return_Temperature_Sensor | 칠러#1 냉수 입구온도 |  |  | Sensor | estimated
Chiller_1_CHWST | Chilled_Water_Supply_Temperature_Sensor | 칠러#1 냉수 출구온도 |  |  | Sensor | estimated
Chiller_1_CHWST_SP | Chilled_Water_Supply_Temperature_Setpoint | 칠러#1 냉수 출구온도 설정값 |  |  | Command/SP | estimated
Chiller_1_CW_In_Temp | Condenser_Water_Temperature_Sensor | 칠러#1 냉각수 입구온도 |  |  | Sensor | estimated
Chiller_1_Flow | Water_Flow_Sensor | 칠러#1 냉수 유량 |  |  | Sensor | estimated
Chiller_1_OnOff_CMD | On_Off_Command | 칠러#1 기동/정지 명령 |  |  | Command/SP | estimated
Chiller_1_Run_Status | On_Off_Status | 칠러#1 운전 상태 |  |  | Other | estimated
Chiller_1_kW | Electrical_Power_Sensor | 칠러#1 소비전력 |  |  | Sensor | estimated
Chiller_2 | Chiller | 칠러 #2 (추정) | B_B1F | Chiller_Plant | Equipment | estimated
Chiller_2_Alarm | Alarm | 칠러#2 고장 알람 |  |  | Equipment | inferred
Chiller_2_CHWRT | Chilled_Water_Return_Temperature_Sensor | 칠러#2 냉수 입구온도 |  |  | Sensor | inferred
Chiller_2_CHWST | Chilled_Water_Supply_Temperature_Sensor | 칠러#2 냉수 출구온도 |  |  | Sensor | inferred
Chiller_2_CHWST_SP | Chilled_Water_Supply_Temperature_Setpoint | 칠러#2 냉수 출구온도 설정값 |  |  | Command/SP | inferred
Chiller_2_CW_In_Temp | Condenser_Water_Temperature_Sensor | 칠러#2 냉각수 입구온도 |  |  | Sensor | inferred
Chiller_2_Flow | Water_Flow_Sensor | 칠러#2 냉수 유량 |  |  | Sensor | inferred
Chiller_2_OnOff_CMD | On_Off_Command | 칠러#2 기동/정지 명령 |  |  | Command/SP | inferred
Chiller_2_Run_Status | On_Off_Status | 칠러#2 운전 상태 |  |  | Other | inferred
Chiller_2_kW | Electrical_Power_Sensor | 칠러#2 소비전력 |  |  | Sensor | inferred
Chiller_3 | Chiller | 칠러 #3 (추정) | B_B1F | Chiller_Plant | Equipment | estimated
Chiller_3_Alarm | Alarm | 칠러#3 고장 알람 |  |  | Equipment | inferred
Chiller_3_CHWRT | Chilled_Water_Return_Temperature_Sensor | 칠러#3 냉수 입구온도 |  |  | Sensor | inferred
Chiller_3_CHWST | Chilled_Water_Supply_Temperature_Sensor | 칠러#3 냉수 출구온도 |  |  | Sensor | inferred
Chiller_3_CHWST_SP | Chilled_Water_Supply_Temperature_Setpoint | 칠러#3 냉수 출구온도 설정값 |  |  | Command/SP | inferred
Chiller_3_CW_In_Temp | Condenser_Water_Temperature_Sensor | 칠러#3 냉각수 입구온도 |  |  | Sensor | inferred
Chiller_3_Flow | Water_Flow_Sensor | 칠러#3 냉수 유량 |  |  | Sensor | inferred
Chiller_3_OnOff_CMD | On_Off_Command | 칠러#3 기동/정지 명령 |  |  | Command/SP | inferred
Chiller_3_Run_Status | On_Off_Status | 칠러#3 운전 상태 |  |  | Other | inferred
Chiller_3_kW | Electrical_Power_Sensor | 칠러#3 소비전력 |  |  | Sensor | inferred
Chiller_4 | Chiller | 칠러 #4 (추정) | B_B1F | Chiller_Plant | Equipment | estimated
Chiller_4_Alarm | Alarm | 칠러#4 고장 알람 |  |  | Equipment | inferred
Chiller_4_CHWRT | Chilled_Water_Return_Temperature_Sensor | 칠러#4 냉수 입구온도 |  |  | Sensor | inferred
Chiller_4_CHWST | Chilled_Water_Supply_Temperature_Sensor | 칠러#4 냉수 출구온도 |  |  | Sensor | inferred
Chiller_4_CHWST_SP | Chilled_Water_Supply_Temperature_Setpoint | 칠러#4 냉수 출구온도 설정값 |  |  | Command/SP | inferred
Chiller_4_CW_In_Temp | Condenser_Water_Temperature_Sensor | 칠러#4 냉각수 입구온도 |  |  | Sensor | inferred
Chiller_4_Flow | Water_Flow_Sensor | 칠러#4 냉수 유량 |  |  | Sensor | inferred
Chiller_4_OnOff_CMD | On_Off_Command | 칠러#4 기동/정지 명령 |  |  | Command/SP | inferred
Chiller_4_Run_Status | On_Off_Status | 칠러#4 운전 상태 |  |  | Other | inferred
Chiller_4_kW | Electrical_Power_Sensor | 칠러#4 소비전력 |  |  | Sensor | inferred
Chiller_Plant | Chiller_Plant | 냉열원 플랜트 | B_B1F | HVAC_System | Equipment | estimated
Condensation_Sensor_10F | Condensation_Sensor | 10층 결로방지 센서 | B_10F |  | Sensor | estimated
Condensation_Sensor_11F | Condensation_Sensor | 11층 결로방지 센서 | B_11F |  | Sensor | estimated
Condensation_Sensor_12F | Condensation_Sensor | 12층 결로방지 센서 | B_12F |  | Sensor | estimated
Condensation_Sensor_14F | Condensation_Sensor | 14층 결로방지 센서 | B_14F |  | Sensor | estimated
Condensation_Sensor_15F | Condensation_Sensor | 15층 결로방지 센서 | B_15F |  | Sensor | estimated
Condensation_Sensor_5F | Condensation_Sensor | 5F 결로방지 센서 | B_5F |  | Sensor | estimated
Condensation_Sensor_6F | Condensation_Sensor | 6층 결로방지 센서 | B_6F |  | Sensor | estimated
Condensation_Sensor_7F | Condensation_Sensor | 7층 결로방지 센서 | B_7F |  | Sensor | estimated
Condensation_Sensor_8F | Condensation_Sensor | 8층 결로방지 센서 | B_8F |  | Sensor | estimated
Condensation_Sensor_9F | Condensation_Sensor | 9층 결로방지 센서 | B_9F |  | Sensor | estimated
Conference_Center_3F | Room | 3층 회의/컨퍼런스 공간 | B_3F | B_3F | Room/Space | inferred
Conference_Zone_3F | HVAC_Zone | B동 3F 회의실 공조존 |  | B_3F | Zone | inferred
Control_Valve_CHW_Group | Valve | 냉수 제어밸브 그룹 (추정 60~120개, B동) | GEC_Tower_B | Chiller_Plant | Equipment | estimated
Control_Valve_HW_Group | Valve | 온수 제어밸브 그룹 (추정 40~80개, B동) | GEC_Tower_B | Boiler_Plant | Equipment | estimated
Cooling_Tower_1 | Cooling_Tower | 냉각탑 #1 | B_RF | Chiller_Plant | Equipment | estimated
Cooling_Tower_2 | Cooling_Tower | 냉각탑 #2 (추정) | B_RF | Chiller_Plant | Equipment | estimated
Cooling_Tower_3 | Cooling_Tower | 냉각탑 #3 (추정) | B_RF | Chiller_Plant | Equipment | estimated
DALI_Controller_Typical | Lighting_Equipment | DALI 조명 컨트롤러 (기준층 대표) |  | DALI_System | Equipment | inferred
DALI_System | DALI_Lighting_System | DALI 조명 제어 시스템 (추정) | GEC_Tower_B | Lighting_System | System | estimated
DDC_AHU_Controller_Group | Controller | AHU 전용 DDC 그룹 (추정 14대) |  | BAS | Equipment | estimated
DDC_Controller_Group | Controller | DDC 컨트롤러 그룹 (추정 50~80대) |  | BAS | Equipment | estimated
DDC_Controller_Typical | Controller | DDC 컨트롤러 (기준층 대표) |  | BAS | Equipment | estimated
DDC_Plant_Controller_Group | Controller | 플랜트 전용 DDC 그룹 (추정 5대) |  | BAS | Equipment | estimated
DDC_Zone_Controller_Group | Controller | 존 제어용 DDC 그룹 (추정 55~77대) |  | BAS | Equipment | estimated
DOAS_1 | AHU | 외기조화기 (DOAS/OAU) #1 | B_RF | UFAD_System | Equipment | estimated
DOAS_1_Filter_DP | Filter_Differential_Pressure_Sensor | DOAS#1 필터 차압 |  |  | Sensor | inferred
DOAS_1_OAT | Outside_Air_Temperature_Sensor | DOAS#1 외기온도 |  |  | Sensor | inferred
DOAS_1_SAT | Supply_Air_Temperature_Sensor | DOAS#1 급기온도 |  |  | Sensor | inferred
DOAS_2 | AHU | 외기조화기 (DOAS/OAU) #2 (추정) | B_RF | UFAD_System | Equipment | estimated
DOAS_2_Filter_DP | Filter_Differential_Pressure_Sensor | DOAS#2 필터 차압 |  |  | Sensor | inferred
DOAS_2_OAT | Outside_Air_Temperature_Sensor | DOAS#2 외기온도 |  |  | Sensor | inferred
DOAS_2_SAT | Supply_Air_Temperature_Sensor | DOAS#2 급기온도 |  |  | Sensor | inferred
DOAS_3 | AHU | 외기조화기 (DOAS) #3 (추정) | B_RF | UFAD_System | Equipment | estimated
DOAS_3_Filter_DP | Filter_Differential_Pressure_Sensor | DOAS#3 필터 차압 |  |  | Sensor | inferred
DOAS_3_OAT | Outside_Air_Temperature_Sensor | DOAS#3 외기온도 |  |  | Sensor | inferred
DOAS_3_SAT | Supply_Air_Temperature_Sensor | DOAS#3 급기온도 |  |  | Sensor | inferred
DSF_Cavity_Temp | DSF_Cavity_Temperature_Sensor | 이중외피 캐비티 온도 센서 | B_5F_Perimeter_West | DSF_System | Sensor | estimated
DSF_Control_Safety | DSF_Control_Mode | DSF 안전 모드 (강제 폐쇄) |  | DSF_System | Other | estimated
DSF_Control_Summer | DSF_Control_Mode | DSF 여름 모드 (자연환기/야간냉각) |  | DSF_System | Other | estimated
DSF_Control_Transition | DSF_Control_Mode | DSF 중간기 모드 (부분 자연환기) |  | DSF_System | Other | estimated
DSF_Control_Winter | DSF_Control_Mode | DSF 겨울 모드 (이중단열) |  | DSF_System | Other | estimated
DSF_Inner_Window_West | HVAC_Equipment | 서향 이중외피 내측 창문 |  | DSF_System, DSF_West_Unit | Equipment | estimated
DSF_Louver_CMD | DSF_Louver_Position_Command | 이중외피 루버 개폐 명령 |  | DSF_System | Command/SP | estimated
DSF_Louver_West | DSF_Louver | 서향 이중외피 루버 |  | DSF_System, DSF_West_Unit | Equipment | estimated
DSF_System | Double_Skin_Facade_System | 이중외피 시스템 (서향) | B_5F_Perimeter_West | HVAC_System | System | estimated
DSF_Vent_CMD | DSF_Vent_Command | 이중외피 환기 명령 |  | DSF_System | Command/SP | estimated
DSF_West_Unit | HVAC_Equipment | 서향 이중외피 유닛 | B_5F_Perimeter_West | DSF_System | Equipment | estimated
Damper_CMD_UFAD | Damper_Position_Command | UFAD 외기 댐퍼 명령 |  |  | Command/SP | estimated
Daylight_Sensor_Group | Luminance_Sensor | 주광 연동 조도 센서 그룹 (추정 50~100개) |  | Lighting_System | Sensor | estimated
Dew_Point_Temp_10F | Dew_Point_Temperature_Sensor | 10층 노점온도 센서 | B_10F |  | Sensor | estimated
Dew_Point_Temp_11F | Dew_Point_Temperature_Sensor | 11층 노점온도 센서 | B_11F |  | Sensor | estimated
Dew_Point_Temp_12F | Dew_Point_Temperature_Sensor | 12층 노점온도 센서 | B_12F |  | Sensor | estimated
Dew_Point_Temp_14F | Dew_Point_Temperature_Sensor | 14층 노점온도 센서 | B_14F |  | Sensor | estimated
Dew_Point_Temp_15F | Dew_Point_Temperature_Sensor | 15층 노점온도 센서 | B_15F |  | Sensor | estimated
Dew_Point_Temp_5F | Dew_Point_Temperature_Sensor | 5F 노점온도 센서 | B_5F |  | Sensor | estimated
Dew_Point_Temp_6F | Dew_Point_Temperature_Sensor | 6층 노점온도 센서 | B_6F |  | Sensor | estimated
Dew_Point_Temp_7F | Dew_Point_Temperature_Sensor | 7층 노점온도 센서 | B_7F |  | Sensor | estimated
Dew_Point_Temp_8F | Dew_Point_Temperature_Sensor | 8층 노점온도 센서 | B_8F |  | Sensor | estimated
Dew_Point_Temp_9F | Dew_Point_Temperature_Sensor | 9층 노점온도 센서 | B_9F |  | Sensor | estimated
Dimmer_CMD_Typical | Luminance_Command | 디밍 명령 (대표) |  | DALI_System | Command/SP | inferred
Domestic_Water_System | Water_System | 급수/급탕 시스템 | GEC_Tower_B | BAS | System | inferred
Drainage_System | Water_System | 오배수 시스템 | GEC_Tower_B | BAS | System | inferred
Electrical_System | Electrical_System | GEC B동 전기 시스템 | GEC_Tower_B | BAS | System | estimated
Electrical_Zone_B2F | HVAC_Zone | B동 B2F 전기실 환기존 |  | B_B2F | Zone | inferred
Elevator_Emergency_1 | Elevator | B동 비상용 엘리베이터 | GEC_Tower_B | Elevator_Group_Emergency | Equipment | inferred
Elevator_Emergency_Group_Fault | Fault_Status | B동 비상/화물 엘리베이터 그룹 고장 상태 | GEC_Tower_B |  | Other | inferred
Elevator_Emergency_Group_Status | On_Off_Status | B동 비상/화물 엘리베이터 그룹 운행 상태 | GEC_Tower_B |  | Other | inferred
Elevator_Freight_1 | Elevator | B동 화물용 엘리베이터 | GEC_Tower_B | Elevator_Group_Emergency | Equipment | inferred
Elevator_Group_Emergency | Elevator | B동 비상/화물 엘리베이터 (추정 2대) | GEC_Tower_B | Vertical_Transport_System | Equipment | estimated
Elevator_Group_Passenger | Elevator | B동 승용 엘리베이터 (추정 8대) | GEC_Tower_B | Vertical_Transport_System | Equipment | estimated
Elevator_Passenger_1 | Elevator | B동 승용 엘리베이터 1호기 | GEC_Tower_B | Elevator_Group_Passenger | Equipment | inferred
Elevator_Passenger_2 | Elevator | B동 승용 엘리베이터 2호기 | GEC_Tower_B | Elevator_Group_Passenger | Equipment | inferred
Elevator_Passenger_3 | Elevator | B동 승용 엘리베이터 3호기 | GEC_Tower_B | Elevator_Group_Passenger | Equipment | inferred
Elevator_Passenger_4 | Elevator | B동 승용 엘리베이터 4호기 | GEC_Tower_B | Elevator_Group_Passenger | Equipment | inferred
Elevator_Passenger_5 | Elevator | B동 승용 엘리베이터 5호기 | GEC_Tower_B | Elevator_Group_Passenger | Equipment | inferred
Elevator_Passenger_6 | Elevator | B동 승용 엘리베이터 6호기 | GEC_Tower_B | Elevator_Group_Passenger | Equipment | inferred
Elevator_Passenger_7 | Elevator | B동 승용 엘리베이터 7호기 | GEC_Tower_B | Elevator_Group_Passenger | Equipment | inferred
Elevator_Passenger_8 | Elevator | B동 승용 엘리베이터 8호기 | GEC_Tower_B | Elevator_Group_Passenger | Equipment | inferred
Elevator_Passenger_Group_Fault | Fault_Status | B동 승용 엘리베이터 그룹 고장 상태 | GEC_Tower_B |  | Other | inferred
Elevator_Passenger_Group_Status | On_Off_Status | B동 승용 엘리베이터 그룹 운행 상태 | GEC_Tower_B |  | Other | inferred
Emergency_Broadcast | Equipment | 비상방송설비 | GEC_Tower_B | Fire_Safety_System | Equipment | inferred
Emergency_Communication_System | Equipment | 비상통화 시스템 | GEC_Tower_B | Security_System | Equipment | inferred
Emergency_Generator | Emergency_Generator | 비상발전기 | B_B2F | Electrical_System | Equipment | estimated
Emergency_Lighting_B1F | Lighting_Equipment | 지하1층 비상조명 | B_B1F | DALI_System | Equipment | inferred
Emergency_Lighting_B2F | Lighting_Equipment | 지하2층 비상조명 | B_B2F | DALI_System | Equipment | inferred
Emergency_Lighting_B3F | Lighting_Equipment | 지하3층 비상조명 | B_B3F | DALI_System | Equipment | inferred
Emergency_Lighting_B4F | Lighting_Equipment | 지하4층 비상조명 | B_B4F | DALI_System | Equipment | inferred
Emergency_Lighting_Controller | Lighting_Equipment | 비상조명 컨트롤러 |  | DALI_System | Equipment | inferred
Emergency_Phone_Elevator | Equipment | 승강기 내 비상전화 | GEC_Tower_B | Emergency_Communication_System | Equipment | inferred
Energy_Cooling | EnergyBreakdown | 냉방 에너지 소요량 |  |  | Other | estimated
Energy_Cost_Sensor | Energy_Cost_Sensor | 시장 에너지 비용 센서 |  |  | Sensor | estimated
Energy_DHW | EnergyBreakdown | 급탕 에너지 소요량 |  |  | Other | estimated
Energy_Heating | EnergyBreakdown | 난방 에너지 소요량 |  |  | Other | estimated
Energy_Lighting | EnergyBreakdown | 조명 에너지 소요량 |  |  | Other | estimated
Energy_Ventilation | EnergyBreakdown | 환기 에너지 소요량 |  |  | Other | estimated
Exhaust_Fan_B1F | Exhaust_Fan | 지하1층 배기팬 | B_B1F | Exhaust_Ventilation_System | Equipment | inferred
Exhaust_Fan_B2F | Exhaust_Fan | 지하2층 배기팬 | B_B2F | Parking_Ventilation_System | Equipment | inferred
Exhaust_Fan_B3F | Exhaust_Fan | 지하3층 배기팬 | B_B3F | Parking_Ventilation_System | Equipment | inferred
Exhaust_Fan_B4F | Exhaust_Fan | 지하4층 배기팬 | B_B4F | Parking_Ventilation_System | Equipment | inferred
Exhaust_Fan_RF_1 | Exhaust_Fan | 옥상 배기팬 #1 | B_RF | Exhaust_Ventilation_System | Equipment | inferred
Exhaust_Fan_RF_2 | Exhaust_Fan | 옥상 배기팬 #2 | B_RF | Exhaust_Ventilation_System | Equipment | inferred
Exhaust_Ventilation_System | HVAC_System | 건물 배기 시스템 | GEC_Tower_B | BAS | System | inferred
FCU_2F | Fan_Coil_Unit | B동 2층 라운지 팬코일유닛 | B_2F | HVAC_System | Equipment | inferred
FCU_3F_1 | Fan_Coil_Unit | B동 3층 회의실 팬코일유닛 1 | B_3F | HVAC_System | Equipment | inferred
FCU_3F_2 | Fan_Coil_Unit | B동 3층 회의실 팬코일유닛 2 | B_3F | HVAC_System | Equipment | inferred
FCU_Group | Fan_Coil_Unit | 팬코일유닛 그룹 (특수실) | GEC_Tower_B | HVAC_System | Equipment | estimated
Fan_Speed_CMD_UFAD | Fan_Speed_Command | UFAD 급기팬 속도 명령 |  |  | Command/SP | estimated
Fire_Control_Room | Location | B동 방재센터 (소방관제실) |  | GEC_Tower_B | Room/Space | inferred
Fire_Damper_Group | Damper | 방화댐퍼 그룹 (추정 20~40개, B동) | GEC_Tower_B | Fire_Safety_System | Equipment | inferred
Fire_Detection_System | Equipment | 자동화재탐지설비 (R형) | B_B1F | Fire_Safety_System | Equipment | inferred
Fire_Safety_System | Fire_Safety_System | B동 소방/방재 시스템 | GEC_Tower_B | BAS | System | inferred
Floor_Diffuser_10F_East | Floor_Diffuser | 10층 동향 외주부 바닥 디퓨저 | B_10F_Perimeter_East | UFAD_System | Equipment | estimated
Floor_Diffuser_10F_Int | Floor_Diffuser | 10층 내주부 바닥 디퓨저 | B_10F_Interior_Zone | UFAD_System | Equipment | estimated
Floor_Diffuser_10F_North | Floor_Diffuser | 10층 북향 외주부 바닥 디퓨저 | B_10F_Perimeter_North | UFAD_System | Equipment | estimated
Floor_Diffuser_10F_South | Floor_Diffuser | 10층 남향 외주부 바닥 디퓨저 | B_10F_Perimeter_South | UFAD_System | Equipment | estimated
Floor_Diffuser_10F_West | Floor_Diffuser | 10층 서향 외주부 바닥 디퓨저 | B_10F_Perimeter_West | UFAD_System | Equipment | estimated
Floor_Diffuser_11F_East | Floor_Diffuser | 11층 동향 외주부 바닥 디퓨저 | B_11F_Perimeter_East | UFAD_System | Equipment | estimated
Floor_Diffuser_11F_Int | Floor_Diffuser | 11층 내주부 바닥 디퓨저 | B_11F_Interior_Zone | UFAD_System | Equipment | estimated
Floor_Diffuser_11F_North | Floor_Diffuser | 11층 북향 외주부 바닥 디퓨저 | B_11F_Perimeter_North | UFAD_System | Equipment | estimated
Floor_Diffuser_11F_South | Floor_Diffuser | 11층 남향 외주부 바닥 디퓨저 | B_11F_Perimeter_South | UFAD_System | Equipment | estimated
Floor_Diffuser_11F_West | Floor_Diffuser | 11층 서향 외주부 바닥 디퓨저 | B_11F_Perimeter_West | UFAD_System | Equipment | estimated
Floor_Diffuser_12F_East | Floor_Diffuser | 12층 동향 외주부 바닥 디퓨저 | B_12F_Perimeter_East | UFAD_System | Equipment | estimated
Floor_Diffuser_12F_Int | Floor_Diffuser | 12층 내주부 바닥 디퓨저 | B_12F_Interior_Zone | UFAD_System | Equipment | estimated
Floor_Diffuser_12F_North | Floor_Diffuser | 12층 북향 외주부 바닥 디퓨저 | B_12F_Perimeter_North | UFAD_System | Equipment | estimated
Floor_Diffuser_12F_South | Floor_Diffuser | 12층 남향 외주부 바닥 디퓨저 | B_12F_Perimeter_South | UFAD_System | Equipment | estimated
Floor_Diffuser_12F_West | Floor_Diffuser | 12층 서향 외주부 바닥 디퓨저 | B_12F_Perimeter_West | UFAD_System | Equipment | estimated
Floor_Diffuser_14F_East | Floor_Diffuser | 14층 동향 외주부 바닥 디퓨저 | B_14F_Perimeter_East | UFAD_System | Equipment | estimated
Floor_Diffuser_14F_Int | Floor_Diffuser | 14층 내주부 바닥 디퓨저 | B_14F_Interior_Zone | UFAD_System | Equipment | estimated
Floor_Diffuser_14F_North | Floor_Diffuser | 14층 북향 외주부 바닥 디퓨저 | B_14F_Perimeter_North | UFAD_System | Equipment | estimated
Floor_Diffuser_14F_South | Floor_Diffuser | 14층 남향 외주부 바닥 디퓨저 | B_14F_Perimeter_South | UFAD_System | Equipment | estimated
Floor_Diffuser_14F_West | Floor_Diffuser | 14층 서향 외주부 바닥 디퓨저 | B_14F_Perimeter_West | UFAD_System | Equipment | estimated
Floor_Diffuser_15F_East | Floor_Diffuser | 15층 동향 외주부 바닥 디퓨저 | B_15F_Perimeter_East | UFAD_System | Equipment | estimated
Floor_Diffuser_15F_Int | Floor_Diffuser | 15층 내주부 바닥 디퓨저 | B_15F_Interior_Zone | UFAD_System | Equipment | estimated
Floor_Diffuser_15F_North | Floor_Diffuser | 15층 북향 외주부 바닥 디퓨저 | B_15F_Perimeter_North | UFAD_System | Equipment | estimated
Floor_Diffuser_15F_South | Floor_Diffuser | 15층 남향 외주부 바닥 디퓨저 | B_15F_Perimeter_South | UFAD_System | Equipment | estimated
Floor_Diffuser_15F_West | Floor_Diffuser | 15층 서향 외주부 바닥 디퓨저 | B_15F_Perimeter_West | UFAD_System | Equipment | estimated
Floor_Diffuser_5F_East | Floor_Diffuser | 5F 동향 외주부 바닥 디퓨저 | B_5F_Perimeter_East | UFAD_System | Equipment | estimated
Floor_Diffuser_5F_Int | Floor_Diffuser | 5F 내주부 바닥 디퓨저 | B_5F_Interior_Zone | UFAD_System | Equipment | estimated
Floor_Diffuser_5F_West | Floor_Diffuser | 5F 서향 외주부 바닥 디퓨저 | B_5F_Perimeter_West | UFAD_System | Equipment | estimated
Floor_Diffuser_6F_East | Floor_Diffuser | 6층 동향 외주부 바닥 디퓨저 | B_6F_Perimeter_East | UFAD_System | Equipment | estimated
Floor_Diffuser_6F_Int | Floor_Diffuser | 6층 내주부 바닥 디퓨저 | B_6F_Interior_Zone | UFAD_System | Equipment | estimated
Floor_Diffuser_6F_North | Floor_Diffuser | 6층 북향 외주부 바닥 디퓨저 | B_6F_Perimeter_North | UFAD_System | Equipment | estimated
Floor_Diffuser_6F_South | Floor_Diffuser | 6층 남향 외주부 바닥 디퓨저 | B_6F_Perimeter_South | UFAD_System | Equipment | estimated
Floor_Diffuser_6F_West | Floor_Diffuser | 6층 서향 외주부 바닥 디퓨저 | B_6F_Perimeter_West | UFAD_System | Equipment | estimated
Floor_Diffuser_7F_East | Floor_Diffuser | 7층 동향 외주부 바닥 디퓨저 | B_7F_Perimeter_East | UFAD_System | Equipment | estimated
Floor_Diffuser_7F_Int | Floor_Diffuser | 7층 내주부 바닥 디퓨저 | B_7F_Interior_Zone | UFAD_System | Equipment | estimated
Floor_Diffuser_7F_North | Floor_Diffuser | 7층 북향 외주부 바닥 디퓨저 | B_7F_Perimeter_North | UFAD_System | Equipment | estimated
Floor_Diffuser_7F_South | Floor_Diffuser | 7층 남향 외주부 바닥 디퓨저 | B_7F_Perimeter_South | UFAD_System | Equipment | estimated
Floor_Diffuser_7F_West | Floor_Diffuser | 7층 서향 외주부 바닥 디퓨저 | B_7F_Perimeter_West | UFAD_System | Equipment | estimated
Floor_Diffuser_8F_East | Floor_Diffuser | 8층 동향 외주부 바닥 디퓨저 | B_8F_Perimeter_East | UFAD_System | Equipment | estimated
Floor_Diffuser_8F_Int | Floor_Diffuser | 8층 내주부 바닥 디퓨저 | B_8F_Interior_Zone | UFAD_System | Equipment | estimated
Floor_Diffuser_8F_North | Floor_Diffuser | 8층 북향 외주부 바닥 디퓨저 | B_8F_Perimeter_North | UFAD_System | Equipment | estimated
Floor_Diffuser_8F_South | Floor_Diffuser | 8층 남향 외주부 바닥 디퓨저 | B_8F_Perimeter_South | UFAD_System | Equipment | estimated
Floor_Diffuser_8F_West | Floor_Diffuser | 8층 서향 외주부 바닥 디퓨저 | B_8F_Perimeter_West | UFAD_System | Equipment | estimated
Floor_Diffuser_9F_East | Floor_Diffuser | 9층 동향 외주부 바닥 디퓨저 | B_9F_Perimeter_East | UFAD_System | Equipment | estimated
Floor_Diffuser_9F_Int | Floor_Diffuser | 9층 내주부 바닥 디퓨저 | B_9F_Interior_Zone | UFAD_System | Equipment | estimated
Floor_Diffuser_9F_North | Floor_Diffuser | 9층 북향 외주부 바닥 디퓨저 | B_9F_Perimeter_North | UFAD_System | Equipment | estimated
Floor_Diffuser_9F_South | Floor_Diffuser | 9층 남향 외주부 바닥 디퓨저 | B_9F_Perimeter_South | UFAD_System | Equipment | estimated
Floor_Diffuser_9F_West | Floor_Diffuser | 9층 서향 외주부 바닥 디퓨저 | B_9F_Perimeter_West | UFAD_System | Equipment | estimated
Floor_Distribution_Panel_Group | Electrical_Equipment | 층별 분전반 그룹 (추정 18대) |  | Electrical_System | Equipment | estimated
Floor_Power_Meter_Group | Building_Electrical_Meter | 층별 전력 계측기 그룹 (추정 18세트) |  |  | Sensor | estimated
GEC_Energy_Consumption_2019 | Energy_Sensor | GEC 연간 에너지 소비량 (2019 실측) |  |  | Sensor | confirmed
GEC_Tower_B | Building | GEC Tower B (14층) |  | Samsung_GEC | Other | confirmed
GSEED_Ecology | GSEED_Category_Score | G-SEED 생태환경 |  |  | Other | estimated
GSEED_Energy_Pollution | GSEED_Category_Score | G-SEED 에너지 및 환경오염 |  |  | Other | estimated
GSEED_Indoor | GSEED_Category_Score | G-SEED 실내환경 |  |  | Other | estimated
GSEED_Land_Transport | GSEED_Category_Score | G-SEED 토지이용 및 교통 |  |  | Other | estimated
GSEED_Maintenance | GSEED_Category_Score | G-SEED 유지관리 |  |  | Other | estimated
GSEED_Material_Resource | GSEED_Category_Score | G-SEED 재료 및 자원 |  |  | Other | estimated
GSEED_Water | GSEED_Category_Score | G-SEED 물순환 관리 |  |  | Other | estimated
Grease_Trap_B1F | Equipment | 그리스트랩 (구내식당) | B_B1F | Drainage_System | Equipment | inferred
Ground_Electrode | Equipment | 접지극 | B_B1F | Lightning_Protection_System | Equipment | inferred
HVAC_System | HVAC_System | GEC B동 HVAC 시스템 | GEC_Tower_B | BAS | System | estimated
HWRT_RH | Hot_Water_Return_Temperature_Sensor | 복사난방 온수 환수온도 센서 |  |  | Sensor | estimated
HWST_RH | Hot_Water_Supply_Temperature_Sensor | 복사난방 온수 공급온도 센서 |  |  | Sensor | estimated
HW_Pump_1 | Hot_Water_Pump | 온수 순환펌프 #1 | B_B1F | Boiler_Plant | Equipment | estimated
HW_Pump_1_DP | Differential_Pressure_Sensor | 온수펌프#1 차압 |  |  | Sensor | inferred
HW_Pump_1_Run_Status | On_Off_Status | 온수펌프#1 운전 상태 |  |  | Other | inferred
HW_Pump_1_Speed | Frequency_Command | 온수펌프#1 VFD 속도 |  |  | Command/SP | inferred
HW_Pump_Group | Hot_Water_Pump | 온수 순환펌프 그룹 (추정 3~5대, GEC 전체) | B_B1F | Boiler_Plant | Equipment | estimated
Humidity_Sensor_Group | Humidity_Sensor | 습도 센서 그룹 (추정 50~100개, B동) |  |  | Sensor | estimated
Indoor_Fire_Hydrant | Equipment | 옥내소화전설비 | GEC_Tower_B | Fire_Safety_System | Equipment | inferred
Intercom_B1F | Equipment | 지하1층 비상인터폰 | B_B1F | Emergency_Communication_System | Equipment | inferred
Intercom_B2F | Equipment | 지하2층 주차장 비상인터폰 | B_B2F | Emergency_Communication_System | Equipment | inferred
Intercom_B3F | Equipment | 지하3층 주차장 비상인터폰 | B_B3F | Emergency_Communication_System | Equipment | inferred
Intercom_B4F | Equipment | 지하4층 주차장 비상인터폰 | B_B4F | Emergency_Communication_System | Equipment | inferred
Kitchen_Exhaust_Fan_B1F | Exhaust_Fan | 지하1층 구내식당 주방 배기팬 | B_B1F | Exhaust_Ventilation_System | Equipment | inferred
LEED_EA | LEED_Category_Score | LEED EA (Energy & Atmosphere) |  |  | Other | estimated
LEED_ID | LEED_Category_Score | LEED ID (Innovation & Design) |  |  | Other | estimated
LEED_IEQ | LEED_Category_Score | LEED IEQ (Indoor Environmental Quality) |  |  | Other | estimated
LEED_MR | LEED_Category_Score | LEED MR (Materials & Resources) |  |  | Other | estimated
LEED_SS | LEED_Category_Score | LEED SS (Sustainable Sites) |  |  | Other | estimated
LEED_WE | LEED_Category_Score | LEED WE (Water Efficiency) |  |  | Other | estimated
LS_Angle_CMD | Light_Shelf_Angle_Command | 라이트셀프 각도 명령 |  | LS_System | Command/SP | estimated
LS_System | Light_Shelf_System | 가변형 외부 라이트셀프 시스템 |  | Lighting_System | System | estimated
Light_Shelf_West | Lighting_Equipment | 서향 가변형 라이트셀프 | B_5F_Perimeter_West | LS_System | Equipment | estimated
Lighting_System | Lighting_System | GEC B동 조명 시스템 | GEC_Tower_B | BAS | System | estimated
Lightning_Protection_System | Equipment | 피뢰설비 시스템 | B_RF | Electrical_System | Equipment | inferred
Lightning_Rod_RF | Equipment | 옥상 피뢰침 (수뢰부) | B_RF | Lightning_Protection_System | Equipment | inferred
Lobby_Zone_1F | HVAC_Zone | B동 1F 로비 공조존 |  | B_1F | Zone | inferred
Lounge_2F | Room | 2층 라운지/공용 공간 | B_2F | B_2F | Room/Space | inferred
Lounge_Zone_2F | HVAC_Zone | B동 2F 라운지 공조존 |  | B_2F | Zone | inferred
Lux_10F_West | Illuminance_Sensor | 10층 서향 조도 센서 | B_10F_Perimeter_West |  | Sensor | estimated
Lux_11F_West | Illuminance_Sensor | 11층 서향 조도 센서 | B_11F_Perimeter_West |  | Sensor | estimated
Lux_12F_West | Illuminance_Sensor | 12층 서향 조도 센서 | B_12F_Perimeter_West |  | Sensor | estimated
Lux_14F_West | Illuminance_Sensor | 14층 서향 조도 센서 | B_14F_Perimeter_West |  | Sensor | estimated
Lux_15F_West | Illuminance_Sensor | 15층 서향 조도 센서 | B_15F_Perimeter_West |  | Sensor | estimated
Lux_5F_West | Illuminance_Sensor | 5F 서향 조도 센서 | B_5F_Perimeter_West |  | Sensor | estimated
Lux_6F_West | Illuminance_Sensor | 6층 서향 조도 센서 | B_6F_Perimeter_West |  | Sensor | estimated
Lux_7F_West | Illuminance_Sensor | 7층 서향 조도 센서 | B_7F_Perimeter_West |  | Sensor | estimated
Lux_8F_West | Illuminance_Sensor | 8층 서향 조도 센서 | B_8F_Perimeter_West |  | Sensor | estimated
Lux_9F_West | Illuminance_Sensor | 9층 서향 조도 센서 | B_9F_Perimeter_West |  | Sensor | estimated
Lux_Sensor_Corridor | Luminance_Sensor | 복도 조도 센서 (대표) |  | DALI_System | Sensor | inferred
Main_Distribution_Panel | Switchgear | 주 배전반 (MDP) | B_B2F | Electrical_System | Equipment | estimated
Main_Lobby_1F | Room | 1층 메인 로비 | B_1F | B_1F | Room/Space | inferred
Mechanical_Zone_B1F | HVAC_Zone | B동 B1F 기계실 환기존 |  | B_B1F | Zone | inferred
Mechanical_Zone_RF | HVAC_Zone | B동 RF 옥상기계 환기존 |  | B_RF | Zone | inferred
Monthly_Energy_Apr | Monthly_Energy_Profile | 4월 에너지 소비 추정 |  |  | Profile | estimated
Monthly_Energy_Aug | Monthly_Energy_Profile | 8월 에너지 소비 추정 |  |  | Profile | estimated
Monthly_Energy_Dec | Monthly_Energy_Profile | 12월 에너지 소비 추정 |  |  | Profile | estimated
Monthly_Energy_Feb | Monthly_Energy_Profile | 2월 에너지 소비 추정 |  |  | Profile | estimated
Monthly_Energy_Jan | Monthly_Energy_Profile | 1월 에너지 소비 추정 |  |  | Profile | estimated
Monthly_Energy_Jul | Monthly_Energy_Profile | 7월 에너지 소비 추정 |  |  | Profile | estimated
Monthly_Energy_Jun | Monthly_Energy_Profile | 6월 에너지 소비 추정 |  |  | Profile | estimated
Monthly_Energy_Mar | Monthly_Energy_Profile | 3월 에너지 소비 추정 |  |  | Profile | estimated
Monthly_Energy_May | Monthly_Energy_Profile | 5월 에너지 소비 추정 |  |  | Profile | estimated
Monthly_Energy_Nov | Monthly_Energy_Profile | 11월 에너지 소비 추정 |  |  | Profile | estimated
Monthly_Energy_Oct | Monthly_Energy_Profile | 10월 에너지 소비 추정 |  |  | Profile | estimated
Monthly_Energy_Sep | Monthly_Energy_Profile | 9월 에너지 소비 추정 |  |  | Profile | estimated
NP_Damper_CMD | Damper_Position_Command | 야간 외기냉방 댐퍼 명령 |  | NP_System | Command/SP | estimated
NP_System | Night_Purge_System | 야간 외기냉방 시스템 |  | HVAC_System | System | estimated
Night_Purge_Damper | Damper | 야간 외기냉방 댐퍼 |  | NP_System | Equipment | estimated
OAH | Outside_Air_Humidity_Sensor | B동 외기 습도 센서 | GEC_Tower_B |  | Sensor | estimated
OAH_RF | Outside_Air_Humidity_Sensor | 옥상 외기습도 센서 | B_RF |  | Sensor | inferred
OAT | Outside_Air_Temperature_Sensor | B동 외기 온도 센서 | GEC_Tower_B |  | Sensor | estimated
OAT_RF | Outside_Air_Temperature_Sensor | 옥상 외기온도 센서 | B_RF |  | Sensor | inferred
OA_Damper_Group | Damper | 외기/환기 댐퍼 그룹 (추정 30~60개, B동) | GEC_Tower_B | UFAD_System | Equipment | estimated
Occ_10F_Int | Occupancy_Sensor | 10층 내주부 재실 감지 센서 | B_10F_Interior_Zone |  | Sensor | estimated
Occ_11F_Int | Occupancy_Sensor | 11층 내주부 재실 감지 센서 | B_11F_Interior_Zone |  | Sensor | estimated
Occ_12F_Int | Occupancy_Sensor | 12층 내주부 재실 감지 센서 | B_12F_Interior_Zone |  | Sensor | estimated
Occ_14F_Int | Occupancy_Sensor | 14층 내주부 재실 감지 센서 | B_14F_Interior_Zone |  | Sensor | estimated
Occ_15F_Int | Occupancy_Sensor | 15층 내주부 재실 감지 센서 | B_15F_Interior_Zone |  | Sensor | estimated
Occ_5F_Int | Occupancy_Sensor | 5F 내주부 재실 감지 센서 | B_5F_Interior_Zone |  | Sensor | estimated
Occ_6F_Int | Occupancy_Sensor | 6층 내주부 재실 감지 센서 | B_6F_Interior_Zone |  | Sensor | estimated
Occ_7F_Int | Occupancy_Sensor | 7층 내주부 재실 감지 센서 | B_7F_Interior_Zone |  | Sensor | estimated
Occ_8F_Int | Occupancy_Sensor | 8층 내주부 재실 감지 센서 | B_8F_Interior_Zone |  | Sensor | estimated
Occ_9F_Int | Occupancy_Sensor | 9층 내주부 재실 감지 센서 | B_9F_Interior_Zone |  | Sensor | estimated
Occ_Sensor_Group | Occupancy_Sensor | 재실감지 센서 그룹 (추정 100~200개, B동) |  |  | Sensor | estimated
Occupancy_2F | Occupancy_Sensor | B동 2층 라운지 재실 센서 | B_2F |  | Sensor | inferred
Occupancy_3F | Occupancy_Sensor | B동 3층 회의실 재실 센서 | B_3F |  | Sensor | inferred
Occupancy_Lobby_1F | Occupancy_Sensor | 1층 로비 재실 센서 | B_1F |  | Sensor | inferred
Occupancy_Sensor_Lighting_Group | Occupancy_Sensor | 조명 연계 재실감지 센서 그룹 (추정 100~200개) | GEC_Tower_B | Lighting_System | Sensor | estimated
Outdoor_Fire_Hydrant | Equipment | 옥외소화전설비 | GEC_Tower_B | Fire_Safety_System | Equipment | inferred
PAC_Lobby_1F | AHU | 1층 로비 공조기 (PAC) | B_1F | HVAC_System | Equipment | inferred
PV_Energy_Meter | Energy_Sensor | 태양광 발전량 계량기 |  |  | Sensor | estimated
PV_Inverter_1 | Equipment | 태양광 인버터 #1 | B_RF | Solar_PV_System | Equipment | estimated
PV_Power_Sensor | Electrical_Power_Sensor | 태양광 발전 출력 센서 |  |  | Sensor | estimated
Parking_B2F | Room | 지하2층 주차장 | B_B2F | B_B2F | Room/Space | inferred
Parking_B3F | Room | 지하3층 주차장 | B_B3F | B_B3F | Room/Space | inferred
Parking_B4F | Room | 지하4층 주차장 | B_B4F | B_B4F | Room/Space | inferred
Parking_Management_System | Equipment | 주차관제 시스템 | GEC_Tower_B | Security_System | Equipment | inferred
Parking_Ventilation_System | HVAC_System | 주차장 환기 시스템 | GEC_Tower_B | BAS | System | inferred
Parking_Zone_B2F | HVAC_Zone | B동 B2F 주차장 환기존 |  | B_B2F | Zone | inferred
Parking_Zone_B3F | HVAC_Zone | B동 B3F 주차장 환기존 |  | B_B3F | Zone | inferred
Parking_Zone_B4F | HVAC_Zone | B동 B4F 주차장 환기존 |  | B_B4F | Zone | inferred
Plenum_Pressure_SP_10F | Pressure_Setpoint | 10층 플레넘 압력 설정값 |  |  | Command/SP | estimated
Plenum_Pressure_SP_11F | Pressure_Setpoint | 11층 플레넘 압력 설정값 |  |  | Command/SP | estimated
Plenum_Pressure_SP_12F | Pressure_Setpoint | 12층 플레넘 압력 설정값 |  |  | Command/SP | estimated
Plenum_Pressure_SP_14F | Pressure_Setpoint | 14층 플레넘 압력 설정값 |  |  | Command/SP | estimated
Plenum_Pressure_SP_15F | Pressure_Setpoint | 15층 플레넘 압력 설정값 |  |  | Command/SP | estimated
Plenum_Pressure_SP_5F | Pressure_Setpoint | 5F 플레넘 압력 설정값 |  |  | Command/SP | estimated
Plenum_Pressure_SP_6F | Pressure_Setpoint | 6층 플레넘 압력 설정값 |  |  | Command/SP | estimated
Plenum_Pressure_SP_7F | Pressure_Setpoint | 7층 플레넘 압력 설정값 |  |  | Command/SP | estimated
Plenum_Pressure_SP_8F | Pressure_Setpoint | 8층 플레넘 압력 설정값 |  |  | Command/SP | estimated
Plenum_Pressure_SP_9F | Pressure_Setpoint | 9층 플레넘 압력 설정값 |  |  | Command/SP | estimated
Plenum_Pressure_Sensor_10F | Duct_Static_Pressure_Sensor | 10층 플레넘 정압 센서 | B_10F |  | Sensor | estimated
Plenum_Pressure_Sensor_11F | Duct_Static_Pressure_Sensor | 11층 플레넘 정압 센서 | B_11F |  | Sensor | estimated
Plenum_Pressure_Sensor_12F | Duct_Static_Pressure_Sensor | 12층 플레넘 정압 센서 | B_12F |  | Sensor | estimated
Plenum_Pressure_Sensor_14F | Duct_Static_Pressure_Sensor | 14층 플레넘 정압 센서 | B_14F |  | Sensor | estimated
Plenum_Pressure_Sensor_15F | Duct_Static_Pressure_Sensor | 15층 플레넘 정압 센서 | B_15F |  | Sensor | estimated
Plenum_Pressure_Sensor_5F | Duct_Static_Pressure_Sensor | 5F 플레넘 정압 센서 | B_5F |  | Sensor | estimated
Plenum_Pressure_Sensor_6F | Duct_Static_Pressure_Sensor | 6층 플레넘 정압 센서 | B_6F |  | Sensor | estimated
Plenum_Pressure_Sensor_7F | Duct_Static_Pressure_Sensor | 7층 플레넘 정압 센서 | B_7F |  | Sensor | estimated
Plenum_Pressure_Sensor_8F | Duct_Static_Pressure_Sensor | 8층 플레넘 정압 센서 | B_8F |  | Sensor | estimated
Plenum_Pressure_Sensor_9F | Duct_Static_Pressure_Sensor | 9층 플레넘 정압 센서 | B_9F |  | Sensor | estimated
Pressure_Controller_UFAD | Controller | UFAD 플레넘 압력 제어기 | B_B1F | UFAD_System | Equipment | estimated
Pressure_Tank | Equipment | 급수 압력탱크 | B_B1F | Domestic_Water_System | Equipment | inferred
Primary_Energy_Baseline | Energy_Sensor | 1차 에너지 소요량 기준값 |  |  | Sensor | estimated
RAT_UFAD_1 | Return_Air_Temperature_Sensor | UFAD 환기온도 센서 |  |  | Sensor | estimated
RH_Distribution_Header_10F | Distribution_Header | 10층 복사난방 분배기 |  | RH_System | Equipment | estimated
RH_Distribution_Header_11F | Distribution_Header | 11층 복사난방 분배기 |  | RH_System | Equipment | estimated
RH_Distribution_Header_12F | Distribution_Header | 12층 복사난방 분배기 |  | RH_System | Equipment | estimated
RH_Distribution_Header_14F | Distribution_Header | 14층 복사난방 분배기 |  | RH_System | Equipment | estimated
RH_Distribution_Header_15F | Distribution_Header | 15층 복사난방 분배기 |  | RH_System | Equipment | estimated
RH_Distribution_Header_5F | Distribution_Header | 5F 복사난방 분배기 |  | RH_System | Equipment | estimated
RH_Distribution_Header_6F | Distribution_Header | 6층 복사난방 분배기 |  | RH_System | Equipment | estimated
RH_Distribution_Header_7F | Distribution_Header | 7층 복사난방 분배기 |  | RH_System | Equipment | estimated
RH_Distribution_Header_8F | Distribution_Header | 8층 복사난방 분배기 |  | RH_System | Equipment | estimated
RH_Distribution_Header_9F | Distribution_Header | 9층 복사난방 분배기 |  | RH_System | Equipment | estimated
RH_Panel_10F_Int | Radiant_Heating_Panel | 10층 내주부 복사난방 패널 | B_10F_Interior_Zone | RH_System | Equipment | estimated
RH_Panel_11F_Int | Radiant_Heating_Panel | 11층 내주부 복사난방 패널 | B_11F_Interior_Zone | RH_System | Equipment | estimated
RH_Panel_12F_Int | Radiant_Heating_Panel | 12층 내주부 복사난방 패널 | B_12F_Interior_Zone | RH_System | Equipment | estimated
RH_Panel_14F_Int | Radiant_Heating_Panel | 14층 내주부 복사난방 패널 | B_14F_Interior_Zone | RH_System | Equipment | estimated
RH_Panel_15F_Int | Radiant_Heating_Panel | 15층 내주부 복사난방 패널 | B_15F_Interior_Zone | RH_System | Equipment | estimated
RH_Panel_5F_Int | Radiant_Heating_Panel | 5F 내주부 복사난방 패널 | B_5F_Interior_Zone | RH_System | Equipment | estimated
RH_Panel_6F_Int | Radiant_Heating_Panel | 6층 내주부 복사난방 패널 | B_6F_Interior_Zone | RH_System | Equipment | estimated
RH_Panel_7F_Int | Radiant_Heating_Panel | 7층 내주부 복사난방 패널 | B_7F_Interior_Zone | RH_System | Equipment | estimated
RH_Panel_8F_Int | Radiant_Heating_Panel | 8층 내주부 복사난방 패널 | B_8F_Interior_Zone | RH_System | Equipment | estimated
RH_Panel_9F_Int | Radiant_Heating_Panel | 9층 내주부 복사난방 패널 | B_9F_Interior_Zone | RH_System | Equipment | estimated
RH_System | Radiant_Heating_System | 복사난방 시스템 |  | HVAC_System | System | estimated
RH_Three_Way_Valve_10F | Valve | 10층 복사난방 3방밸브 | B_10F | RH_System | Equipment | estimated
RH_Three_Way_Valve_11F | Valve | 11층 복사난방 3방밸브 | B_11F | RH_System | Equipment | estimated
RH_Three_Way_Valve_12F | Valve | 12층 복사난방 3방밸브 | B_12F | RH_System | Equipment | estimated
RH_Three_Way_Valve_14F | Valve | 14층 복사난방 3방밸브 | B_14F | RH_System | Equipment | estimated
RH_Three_Way_Valve_15F | Valve | 15층 복사난방 3방밸브 | B_15F | RH_System | Equipment | estimated
RH_Three_Way_Valve_5F | Valve | 5F 복사난방 3방밸브 | B_5F | RH_System | Equipment | estimated
RH_Three_Way_Valve_6F | Valve | 6층 복사난방 3방밸브 | B_6F | RH_System | Equipment | estimated
RH_Three_Way_Valve_7F | Valve | 7층 복사난방 3방밸브 | B_7F | RH_System | Equipment | estimated
RH_Three_Way_Valve_8F | Valve | 8층 복사난방 3방밸브 | B_8F | RH_System | Equipment | estimated
RH_Three_Way_Valve_9F | Valve | 9층 복사난방 3방밸브 | B_9F | RH_System | Equipment | estimated
RH_Valve_CMD_10F | Valve_Command | 10층 복사난방 밸브 명령 |  |  | Command/SP | estimated
RH_Valve_CMD_11F | Valve_Command | 11층 복사난방 밸브 명령 |  |  | Command/SP | estimated
RH_Valve_CMD_12F | Valve_Command | 12층 복사난방 밸브 명령 |  |  | Command/SP | estimated
RH_Valve_CMD_14F | Valve_Command | 14층 복사난방 밸브 명령 |  |  | Command/SP | estimated
RH_Valve_CMD_15F | Valve_Command | 15층 복사난방 밸브 명령 |  |  | Command/SP | estimated
RH_Valve_CMD_5F | Valve_Command | 5F 복사난방 밸브 명령 |  |  | Command/SP | estimated
RH_Valve_CMD_6F | Valve_Command | 6층 복사난방 밸브 명령 |  |  | Command/SP | estimated
RH_Valve_CMD_7F | Valve_Command | 7층 복사난방 밸브 명령 |  |  | Command/SP | estimated
RH_Valve_CMD_8F | Valve_Command | 8층 복사난방 밸브 명령 |  |  | Command/SP | estimated
RH_Valve_CMD_9F | Valve_Command | 9층 복사난방 밸브 명령 |  |  | Command/SP | estimated
Rain_Sensor | Sensor | 강우 감지 센서 | B_RF |  | Sensor | estimated
Rainwater_Level_Sensor | Water_Level_Sensor | 우수탱크 수위 센서 |  |  | Sensor | inferred
Rainwater_Pump | Pump | 우수 재활용 펌프 | B_B1F | Rainwater_System | Equipment | inferred
Rainwater_Storage_Tank | Equipment | 우수 저류조 (추정 ~50 m³) | B_B1F | Rainwater_System | Equipment | estimated
Rainwater_System | Rainwater_Harvesting_System | 우수(빗물) 중수 재활용 시스템 | GEC_Tower_B | Water_System | System | estimated
Rainwater_Tank | Equipment | 우수 저류 탱크 | B_B1F | Rainwater_System | Equipment | inferred
Room_Humidity_B1F | Zone_Air_Humidity_Sensor | 지하1층 기계실 습도 센서 | B_B1F |  | Sensor | inferred
Room_Humidity_B2F | Zone_Air_Humidity_Sensor | 지하2층 전기실 습도 센서 | B_B2F |  | Sensor | inferred
Room_Temp_B1F | Zone_Air_Temperature_Sensor | 지하1층 기계실 온도 센서 | B_B1F |  | Sensor | inferred
Room_Temp_B2F | Zone_Air_Temperature_Sensor | 지하2층 전기실 온도 센서 | B_B2F |  | Sensor | inferred
SAT_SP_UFAD | Supply_Air_Temperature_Setpoint | UFAD 급기온도 설정값 |  |  | Command/SP | estimated
SAT_UFAD_1 | Supply_Air_Temperature_Sensor | UFAD 급기온도 센서 |  |  | Sensor | estimated
Samsung_GEC | Site | Samsung Global Engineering Center (GEC) |  |  | Other | confirmed
Security_System | Security_System | B동 보안/방범 시스템 | GEC_Tower_B | BAS | System | inferred
Sewage_Pump_1 | Water_Pump | 지하 배수펌프 #1 | B_B4F | Drainage_System | Equipment | inferred
Sewage_Pump_2 | Water_Pump | 지하 배수펌프 #2 (예비) | B_B4F | Drainage_System | Equipment | inferred
Slab_Temp_10F | Slab_Temperature_Sensor | 10층 슬래브 온도 센서 | B_10F |  | Sensor | estimated
Slab_Temp_11F | Slab_Temperature_Sensor | 11층 슬래브 온도 센서 | B_11F |  | Sensor | estimated
Slab_Temp_12F | Slab_Temperature_Sensor | 12층 슬래브 온도 센서 | B_12F |  | Sensor | estimated
Slab_Temp_14F | Slab_Temperature_Sensor | 14층 슬래브 온도 센서 | B_14F |  | Sensor | estimated
Slab_Temp_15F | Slab_Temperature_Sensor | 15층 슬래브 온도 센서 | B_15F |  | Sensor | estimated
Slab_Temp_5F | Slab_Temperature_Sensor | 5F 슬래브 온도 센서 | B_5F |  | Sensor | estimated
Slab_Temp_6F | Slab_Temperature_Sensor | 6층 슬래브 온도 센서 | B_6F |  | Sensor | estimated
Slab_Temp_7F | Slab_Temperature_Sensor | 7층 슬래브 온도 센서 | B_7F |  | Sensor | estimated
Slab_Temp_8F | Slab_Temperature_Sensor | 8층 슬래브 온도 센서 | B_8F |  | Sensor | estimated
Slab_Temp_9F | Slab_Temperature_Sensor | 9층 슬래브 온도 센서 | B_9F |  | Sensor | estimated
Smoke_Control_System | Equipment | 제연설비 | GEC_Tower_B | Fire_Safety_System | Equipment | inferred
Solar_PV_System | Solar_PV_System | 태양광 발전 시스템 (추정) | B_RF |  | System | estimated
Solar_Panel_RF | Equipment | 옥상 태양광 패널 어레이 | B_RF | Solar_PV_System | Equipment | estimated
Solar_Radiation | Solar_Radiance_Sensor | B동 일사량 센서 | GEC_Tower_B |  | Sensor | estimated
Sprinkler_System | Equipment | 스프링클러 소화설비 | GEC_Tower_B | Fire_Safety_System | Equipment | inferred
Sump_Level_Sensor_1 | Water_Level_Sensor | 집수정 수위 센서 #1 | B_B4F |  | Sensor | inferred
Sump_Level_Sensor_2 | Water_Level_Sensor | 집수정 수위 센서 #2 | B_B3F |  | Sensor | inferred
Sump_Pit_Level_1 | Water_Level_Sensor | 배수조 수위센서 #1 | B_B4F |  | Sensor | inferred
Sump_Pit_Level_2 | Water_Level_Sensor | 배수조 수위센서 #2 | B_B3F |  | Sensor | inferred
Supply_Fan_B1F | Supply_Fan | 지하1층 급기팬 | B_B1F | Parking_Ventilation_System | Equipment | inferred
Supply_Fan_B2F | Supply_Fan | 지하2층 급기팬 | B_B2F | Parking_Ventilation_System | Equipment | inferred
Supply_Fan_B3F | Supply_Fan | 지하3층 급기팬 | B_B3F | Parking_Ventilation_System | Equipment | inferred
Supply_Fan_B4F | Supply_Fan | 지하4층 급기팬 | B_B4F | Parking_Ventilation_System | Equipment | inferred
Surface_Temp_CC_10F | Inside_Face_Surface_Temperature_Sensor | 10층 칠드실링 패널 표면온도 센서 |  |  | Sensor | estimated
Surface_Temp_CC_11F | Inside_Face_Surface_Temperature_Sensor | 11층 칠드실링 패널 표면온도 센서 |  |  | Sensor | estimated
Surface_Temp_CC_12F | Inside_Face_Surface_Temperature_Sensor | 12층 칠드실링 패널 표면온도 센서 |  |  | Sensor | estimated
Surface_Temp_CC_14F | Inside_Face_Surface_Temperature_Sensor | 14층 칠드실링 패널 표면온도 센서 |  |  | Sensor | estimated
Surface_Temp_CC_15F | Inside_Face_Surface_Temperature_Sensor | 15층 칠드실링 패널 표면온도 센서 |  |  | Sensor | estimated
Surface_Temp_CC_5F | Inside_Face_Surface_Temperature_Sensor | 5F 칠드실링 패널 표면온도 센서 |  |  | Sensor | estimated
Surface_Temp_CC_6F | Inside_Face_Surface_Temperature_Sensor | 6층 칠드실링 패널 표면온도 센서 |  |  | Sensor | estimated
Surface_Temp_CC_7F | Inside_Face_Surface_Temperature_Sensor | 7층 칠드실링 패널 표면온도 센서 |  |  | Sensor | estimated
Surface_Temp_CC_8F | Inside_Face_Surface_Temperature_Sensor | 8층 칠드실링 패널 표면온도 센서 |  |  | Sensor | estimated
Surface_Temp_CC_9F | Inside_Face_Surface_Temperature_Sensor | 9층 칠드실링 패널 표면온도 센서 |  |  | Sensor | estimated
Temp_Sensor_Group | Temperature_Sensor | 온도 센서 그룹 (추정 300~500개, B동) |  |  | Sensor | estimated
Toilet_Exhaust_Fan | Exhaust_Fan | 화장실 배기팬 (대표) | GEC_Tower_B | Exhaust_Ventilation_System | Equipment | inferred
Transformer_Group | Transformer | B동 변압기 그룹 (추정 5~8대) | B_B2F | Electrical_System | Equipment | estimated
UFAD_System | UFAD_System | 가압식 바닥공조 시스템 (UFAD) |  | HVAC_System | System | estimated
UPS_System | UPS | 무정전전원공급장치 (UPS) | B_B2F | Electrical_System | Equipment | estimated
VFD_Group | VFD | VFD 인버터 그룹 (추정 20~40대, B동) |  |  | Other | estimated
Vertical_Transport_System | Equipment_System | 수직이동 시스템 (엘리베이터) |  | GEC_Tower_B | Equipment | estimated
Wastewater_Aeration_Pump | Pump | 중수처리 폭기 펌프 | B_B1F | Wastewater_Treatment | Equipment | inferred
Wastewater_Flow_Meter | Water_Flow_Sensor | 중수처리 방류 유량계 |  |  | Sensor | inferred
Wastewater_Treatment | Wastewater_Treatment_System | 중수도 처리 시스템 | B_B1F | Water_System | System | inferred
Wastewater_Treatment_Tank | Equipment | 중수 저장탱크 (추정 ~100 m³) | B_B1F | Wastewater_Treatment | Equipment | estimated
Wastewater_pH_Sensor | Sensor | 중수처리 pH 센서 |  |  | Sensor | inferred
Water_Flow_Meter | Water_Flow_Sensor | 급수 유량계 (메인) | B_B1F |  | Sensor | inferred
Water_Meter_Main | Water_Flow_Sensor | 건물 급수 주계량기 | B_B1F | Domestic_Water_System | Sensor | inferred
Water_Pressure_Sensor | Pressure_Sensor | 급수 압력 센서 | B_B1F |  | Sensor | inferred
Water_Supply_Pump_1 | Water_Pump | 급수 가압펌프 #1 | B_B1F | Domestic_Water_System | Equipment | inferred
Water_Supply_Pump_2 | Water_Pump | 급수 가압펌프 #2 (예비) | B_B1F | Domestic_Water_System | Equipment | inferred
Water_System | Water_System | B동 수자원 시스템 | GEC_Tower_B | BAS | System | estimated
Water_Usage_Meter | Water_Usage_Sensor | 건물 용수 사용량 계측기 |  |  | Sensor | estimated
Wind_Speed_RF | Wind_Speed_Sensor | 옥상 풍속 센서 | B_RF |  | Sensor | inferred
Wind_Speed_Sensor | Wind_Speed_Sensor | 옥상 풍속 센서 | B_RF |  | Sensor | estimated
ZAH_10F_Int | Zone_Air_Humidity_Sensor | 10층 내주부 존 습도 센서 | B_10F_Interior_Zone |  | Sensor | estimated
ZAH_10F_West | Zone_Air_Humidity_Sensor | 10층 서향 외주부 존 습도 센서 | B_10F_Perimeter_West |  | Sensor | estimated
ZAH_11F_Int | Zone_Air_Humidity_Sensor | 11층 내주부 존 습도 센서 | B_11F_Interior_Zone |  | Sensor | estimated
ZAH_11F_West | Zone_Air_Humidity_Sensor | 11층 서향 외주부 존 습도 센서 | B_11F_Perimeter_West |  | Sensor | estimated
ZAH_12F_Int | Zone_Air_Humidity_Sensor | 12층 내주부 존 습도 센서 | B_12F_Interior_Zone |  | Sensor | estimated
ZAH_12F_West | Zone_Air_Humidity_Sensor | 12층 서향 외주부 존 습도 센서 | B_12F_Perimeter_West |  | Sensor | estimated
ZAH_14F_Int | Zone_Air_Humidity_Sensor | 14층 내주부 존 습도 센서 | B_14F_Interior_Zone |  | Sensor | estimated
ZAH_14F_West | Zone_Air_Humidity_Sensor | 14층 서향 외주부 존 습도 센서 | B_14F_Perimeter_West |  | Sensor | estimated
ZAH_15F_Int | Zone_Air_Humidity_Sensor | 15층 내주부 존 습도 센서 | B_15F_Interior_Zone |  | Sensor | estimated
ZAH_15F_West | Zone_Air_Humidity_Sensor | 15층 서향 외주부 존 습도 센서 | B_15F_Perimeter_West |  | Sensor | estimated
ZAH_2F | Zone_Air_Humidity_Sensor | 2층 습도 센서 | B_2F |  | Sensor | inferred
ZAH_3F | Zone_Air_Humidity_Sensor | 3층 습도 센서 | B_3F |  | Sensor | inferred
ZAH_5F_Int | Zone_Air_Humidity_Sensor | 5F 내주부 존 습도 센서 | B_5F_Interior_Zone |  | Sensor | estimated
ZAH_5F_West | Zone_Air_Humidity_Sensor | 5F 서향 외주부 존 습도 센서 | B_5F_Perimeter_West |  | Sensor | estimated
ZAH_6F_Int | Zone_Air_Humidity_Sensor | 6층 내주부 존 습도 센서 | B_6F_Interior_Zone |  | Sensor | estimated
ZAH_6F_West | Zone_Air_Humidity_Sensor | 6층 서향 외주부 존 습도 센서 | B_6F_Perimeter_West |  | Sensor | estimated
ZAH_7F_Int | Zone_Air_Humidity_Sensor | 7층 내주부 존 습도 센서 | B_7F_Interior_Zone |  | Sensor | estimated
ZAH_7F_West | Zone_Air_Humidity_Sensor | 7층 서향 외주부 존 습도 센서 | B_7F_Perimeter_West |  | Sensor | estimated
ZAH_8F_Int | Zone_Air_Humidity_Sensor | 8층 내주부 존 습도 센서 | B_8F_Interior_Zone |  | Sensor | estimated
ZAH_8F_West | Zone_Air_Humidity_Sensor | 8층 서향 외주부 존 습도 센서 | B_8F_Perimeter_West |  | Sensor | estimated
ZAH_9F_Int | Zone_Air_Humidity_Sensor | 9층 내주부 존 습도 센서 | B_9F_Interior_Zone |  | Sensor | estimated
ZAH_9F_West | Zone_Air_Humidity_Sensor | 9층 서향 외주부 존 습도 센서 | B_9F_Perimeter_West |  | Sensor | estimated
ZAH_Lobby_1F | Zone_Air_Humidity_Sensor | 1층 로비 습도 센서 | B_1F |  | Sensor | inferred
ZAT_10F_Int | Zone_Air_Temperature_Sensor | 10층 내주부 존 온도 센서 | B_10F_Interior_Zone |  | Sensor | estimated
ZAT_10F_West | Zone_Air_Temperature_Sensor | 10층 서향 외주부 존 온도 센서 | B_10F_Perimeter_West |  | Sensor | estimated
ZAT_11F_Int | Zone_Air_Temperature_Sensor | 11층 내주부 존 온도 센서 | B_11F_Interior_Zone |  | Sensor | estimated
ZAT_11F_West | Zone_Air_Temperature_Sensor | 11층 서향 외주부 존 온도 센서 | B_11F_Perimeter_West |  | Sensor | estimated
ZAT_12F_Int | Zone_Air_Temperature_Sensor | 12층 내주부 존 온도 센서 | B_12F_Interior_Zone |  | Sensor | estimated
ZAT_12F_West | Zone_Air_Temperature_Sensor | 12층 서향 외주부 존 온도 센서 | B_12F_Perimeter_West |  | Sensor | estimated
ZAT_14F_Int | Zone_Air_Temperature_Sensor | 14층 내주부 존 온도 센서 | B_14F_Interior_Zone |  | Sensor | estimated
ZAT_14F_West | Zone_Air_Temperature_Sensor | 14층 서향 외주부 존 온도 센서 | B_14F_Perimeter_West |  | Sensor | estimated
ZAT_15F_Int | Zone_Air_Temperature_Sensor | 15층 내주부 존 온도 센서 | B_15F_Interior_Zone |  | Sensor | estimated
ZAT_15F_West | Zone_Air_Temperature_Sensor | 15층 서향 외주부 존 온도 센서 | B_15F_Perimeter_West |  | Sensor | estimated
ZAT_2F | Zone_Air_Temperature_Sensor | 2층 온도 센서 | B_2F |  | Sensor | inferred
ZAT_3F | Zone_Air_Temperature_Sensor | 3층 온도 센서 | B_3F |  | Sensor | inferred
ZAT_5F_Int | Zone_Air_Temperature_Sensor | 5F 내주부 존 온도 센서 | B_5F_Interior_Zone |  | Sensor | estimated
ZAT_5F_West | Zone_Air_Temperature_Sensor | 5F 서향 외주부 존 온도 센서 | B_5F_Perimeter_West |  | Sensor | estimated
ZAT_6F_Int | Zone_Air_Temperature_Sensor | 6층 내주부 존 온도 센서 | B_6F_Interior_Zone |  | Sensor | estimated
ZAT_6F_West | Zone_Air_Temperature_Sensor | 6층 서향 외주부 존 온도 센서 | B_6F_Perimeter_West |  | Sensor | estimated
ZAT_7F_Int | Zone_Air_Temperature_Sensor | 7층 내주부 존 온도 센서 | B_7F_Interior_Zone |  | Sensor | estimated
ZAT_7F_West | Zone_Air_Temperature_Sensor | 7층 서향 외주부 존 온도 센서 | B_7F_Perimeter_West |  | Sensor | estimated
ZAT_8F_Int | Zone_Air_Temperature_Sensor | 8층 내주부 존 온도 센서 | B_8F_Interior_Zone |  | Sensor | estimated
ZAT_8F_West | Zone_Air_Temperature_Sensor | 8층 서향 외주부 존 온도 센서 | B_8F_Perimeter_West |  | Sensor | estimated
ZAT_9F_Int | Zone_Air_Temperature_Sensor | 9층 내주부 존 온도 센서 | B_9F_Interior_Zone |  | Sensor | estimated
ZAT_9F_West | Zone_Air_Temperature_Sensor | 9층 서향 외주부 존 온도 센서 | B_9F_Perimeter_West |  | Sensor | estimated
ZAT_Lobby_1F | Zone_Air_Temperature_Sensor | 1층 로비 온도 센서 | B_1F |  | Sensor | inferred
ZAT_SP_10F_Int | Zone_Air_Temperature_Setpoint | 10층 내주부 존 온도 설정값 |  |  | Zone | estimated
ZAT_SP_11F_Int | Zone_Air_Temperature_Setpoint | 11층 내주부 존 온도 설정값 |  |  | Zone | estimated
ZAT_SP_12F_Int | Zone_Air_Temperature_Setpoint | 12층 내주부 존 온도 설정값 |  |  | Zone | estimated
ZAT_SP_14F_Int | Zone_Air_Temperature_Setpoint | 14층 내주부 존 온도 설정값 |  |  | Zone | estimated
ZAT_SP_15F_Int | Zone_Air_Temperature_Setpoint | 15층 내주부 존 온도 설정값 |  |  | Zone | estimated
ZAT_SP_5F_Int | Zone_Air_Temperature_Setpoint | 5F 내주부 존 온도 설정값 |  |  | Zone | estimated
ZAT_SP_6F_Int | Zone_Air_Temperature_Setpoint | 6층 내주부 존 온도 설정값 |  |  | Zone | estimated
ZAT_SP_7F_Int | Zone_Air_Temperature_Setpoint | 7층 내주부 존 온도 설정값 |  |  | Zone | estimated
ZAT_SP_8F_Int | Zone_Air_Temperature_Setpoint | 8층 내주부 존 온도 설정값 |  |  | Zone | estimated
ZAT_SP_9F_Int | Zone_Air_Temperature_Setpoint | 9층 내주부 존 온도 설정값 |  |  | Zone | estimated

## 4_feeds관계
공급자 (Source) | 소비자 (Target) | 공급자 타입 | 소비자 타입
AHU_UFAD_1 | B_5F_Interior_Zone | AHU | HVAC_Zone
AHU_UFAD_1 | B_5F_Perimeter_East | AHU | HVAC_Zone
AHU_UFAD_1 | B_5F_Perimeter_North | AHU | HVAC_Zone
AHU_UFAD_1 | B_5F_Perimeter_South | AHU | HVAC_Zone
AHU_UFAD_1 | B_5F_Perimeter_West | AHU | HVAC_Zone
AHU_UFAD_10 | B_15F_Interior_Zone | AHU | HVAC_Zone
AHU_UFAD_10 | B_15F_Perimeter_East | AHU | HVAC_Zone
AHU_UFAD_10 | B_15F_Perimeter_North | AHU | HVAC_Zone
AHU_UFAD_10 | B_15F_Perimeter_South | AHU | HVAC_Zone
AHU_UFAD_10 | B_15F_Perimeter_West | AHU | HVAC_Zone
AHU_UFAD_11 | Conference_Zone_3F | AHU | HVAC_Zone
AHU_UFAD_11 | Lobby_Zone_1F | AHU | HVAC_Zone
AHU_UFAD_11 | Lounge_Zone_2F | AHU | HVAC_Zone
AHU_UFAD_2 | B_6F_Interior_Zone | AHU | HVAC_Zone
AHU_UFAD_2 | B_6F_Perimeter_East | AHU | HVAC_Zone
AHU_UFAD_2 | B_6F_Perimeter_North | AHU | HVAC_Zone
AHU_UFAD_2 | B_6F_Perimeter_South | AHU | HVAC_Zone
AHU_UFAD_2 | B_6F_Perimeter_West | AHU | HVAC_Zone
AHU_UFAD_3 | B_7F_Interior_Zone | AHU | HVAC_Zone
AHU_UFAD_3 | B_7F_Perimeter_East | AHU | HVAC_Zone
AHU_UFAD_3 | B_7F_Perimeter_North | AHU | HVAC_Zone
AHU_UFAD_3 | B_7F_Perimeter_South | AHU | HVAC_Zone
AHU_UFAD_3 | B_7F_Perimeter_West | AHU | HVAC_Zone
AHU_UFAD_4 | B_8F_Interior_Zone | AHU | HVAC_Zone
AHU_UFAD_4 | B_8F_Perimeter_East | AHU | HVAC_Zone
AHU_UFAD_4 | B_8F_Perimeter_North | AHU | HVAC_Zone
AHU_UFAD_4 | B_8F_Perimeter_South | AHU | HVAC_Zone
AHU_UFAD_4 | B_8F_Perimeter_West | AHU | HVAC_Zone
AHU_UFAD_5 | B_9F_Interior_Zone | AHU | HVAC_Zone
AHU_UFAD_5 | B_9F_Perimeter_East | AHU | HVAC_Zone
AHU_UFAD_5 | B_9F_Perimeter_North | AHU | HVAC_Zone
AHU_UFAD_5 | B_9F_Perimeter_South | AHU | HVAC_Zone
AHU_UFAD_5 | B_9F_Perimeter_West | AHU | HVAC_Zone
AHU_UFAD_6 | B_10F_Interior_Zone | AHU | HVAC_Zone
AHU_UFAD_6 | B_10F_Perimeter_East | AHU | HVAC_Zone
AHU_UFAD_6 | B_10F_Perimeter_North | AHU | HVAC_Zone
AHU_UFAD_6 | B_10F_Perimeter_South | AHU | HVAC_Zone
AHU_UFAD_6 | B_10F_Perimeter_West | AHU | HVAC_Zone
AHU_UFAD_7 | B_11F_Interior_Zone | AHU | HVAC_Zone
AHU_UFAD_7 | B_11F_Perimeter_East | AHU | HVAC_Zone
AHU_UFAD_7 | B_11F_Perimeter_North | AHU | HVAC_Zone
AHU_UFAD_7 | B_11F_Perimeter_South | AHU | HVAC_Zone
AHU_UFAD_7 | B_11F_Perimeter_West | AHU | HVAC_Zone
AHU_UFAD_8 | B_12F_Interior_Zone | AHU | HVAC_Zone
AHU_UFAD_8 | B_12F_Perimeter_East | AHU | HVAC_Zone
AHU_UFAD_8 | B_12F_Perimeter_North | AHU | HVAC_Zone
AHU_UFAD_8 | B_12F_Perimeter_South | AHU | HVAC_Zone
AHU_UFAD_8 | B_12F_Perimeter_West | AHU | HVAC_Zone
AHU_UFAD_9 | B_14F_Interior_Zone | AHU | HVAC_Zone
AHU_UFAD_9 | B_14F_Perimeter_East | AHU | HVAC_Zone
AHU_UFAD_9 | B_14F_Perimeter_North | AHU | HVAC_Zone
AHU_UFAD_9 | B_14F_Perimeter_South | AHU | HVAC_Zone
AHU_UFAD_9 | B_14F_Perimeter_West | AHU | HVAC_Zone
Air_Curtain_1F | Lobby_Zone_1F | AHU | HVAC_Zone
Boiler_1 | HW_Pump_1 | Boiler | Hot_Water_Pump
Boiler_2 | HW_Pump_1 | Boiler | Hot_Water_Pump
Boiler_3 | HW_Pump_1 | Boiler | Hot_Water_Pump
Boiler_Plant | RH_System | Boiler | Radiant_Heating_System
CC_Distribution_Header_10F | CC_Panel_10F_Int | Distribution_Header | Chilled_Ceiling_Panel
CC_Distribution_Header_10F | CC_Panel_10F_West | Distribution_Header | Chilled_Ceiling_Panel
CC_Distribution_Header_11F | CC_Panel_11F_Int | Distribution_Header | Chilled_Ceiling_Panel
CC_Distribution_Header_11F | CC_Panel_11F_West | Distribution_Header | Chilled_Ceiling_Panel
CC_Distribution_Header_12F | CC_Panel_12F_Int | Distribution_Header | Chilled_Ceiling_Panel
CC_Distribution_Header_12F | CC_Panel_12F_West | Distribution_Header | Chilled_Ceiling_Panel
CC_Distribution_Header_14F | CC_Panel_14F_Int | Distribution_Header | Chilled_Ceiling_Panel
CC_Distribution_Header_14F | CC_Panel_14F_West | Distribution_Header | Chilled_Ceiling_Panel
CC_Distribution_Header_15F | CC_Panel_15F_Int | Distribution_Header | Chilled_Ceiling_Panel
CC_Distribution_Header_15F | CC_Panel_15F_West | Distribution_Header | Chilled_Ceiling_Panel
CC_Distribution_Header_5F | CC_Panel_5F_Int | Distribution_Header | Chilled_Ceiling_Panel
CC_Distribution_Header_5F | CC_Panel_5F_West | Distribution_Header | Chilled_Ceiling_Panel
CC_Distribution_Header_6F | CC_Panel_6F_Int | Distribution_Header | Chilled_Ceiling_Panel
CC_Distribution_Header_6F | CC_Panel_6F_West | Distribution_Header | Chilled_Ceiling_Panel
CC_Distribution_Header_7F | CC_Panel_7F_Int | Distribution_Header | Chilled_Ceiling_Panel
CC_Distribution_Header_7F | CC_Panel_7F_West | Distribution_Header | Chilled_Ceiling_Panel
CC_Distribution_Header_8F | CC_Panel_8F_Int | Distribution_Header | Chilled_Ceiling_Panel
CC_Distribution_Header_8F | CC_Panel_8F_West | Distribution_Header | Chilled_Ceiling_Panel
CC_Distribution_Header_9F | CC_Panel_9F_Int | Distribution_Header | Chilled_Ceiling_Panel
CC_Distribution_Header_9F | CC_Panel_9F_West | Distribution_Header | Chilled_Ceiling_Panel
CC_Pump_1 | CC_Distribution_Header_10F | Chilled_Water_Pump | Distribution_Header
CC_Pump_1 | CC_Distribution_Header_11F | Chilled_Water_Pump | Distribution_Header
CC_Pump_1 | CC_Distribution_Header_12F | Chilled_Water_Pump | Distribution_Header
CC_Pump_1 | CC_Distribution_Header_14F | Chilled_Water_Pump | Distribution_Header
CC_Pump_1 | CC_Distribution_Header_15F | Chilled_Water_Pump | Distribution_Header
CC_Pump_1 | CC_Distribution_Header_5F | Chilled_Water_Pump | Distribution_Header
CC_Pump_1 | CC_Distribution_Header_6F | Chilled_Water_Pump | Distribution_Header
CC_Pump_1 | CC_Distribution_Header_7F | Chilled_Water_Pump | Distribution_Header
CC_Pump_1 | CC_Distribution_Header_8F | Chilled_Water_Pump | Distribution_Header
CC_Pump_1 | CC_Distribution_Header_9F | Chilled_Water_Pump | Distribution_Header
CHW_Pump_1 | CC_Distribution_Header_10F | Chilled_Water_Pump | Distribution_Header
CHW_Pump_1 | CC_Distribution_Header_11F | Chilled_Water_Pump | Distribution_Header
CHW_Pump_1 | CC_Distribution_Header_12F | Chilled_Water_Pump | Distribution_Header
CHW_Pump_1 | CC_Distribution_Header_14F | Chilled_Water_Pump | Distribution_Header
CHW_Pump_1 | CC_Distribution_Header_15F | Chilled_Water_Pump | Distribution_Header
CHW_Pump_1 | CC_Distribution_Header_5F | Chilled_Water_Pump | Distribution_Header
CHW_Pump_1 | CC_Distribution_Header_6F | Chilled_Water_Pump | Distribution_Header
CHW_Pump_1 | CC_Distribution_Header_7F | Chilled_Water_Pump | Distribution_Header
CHW_Pump_1 | CC_Distribution_Header_8F | Chilled_Water_Pump | Distribution_Header
CHW_Pump_1 | CC_Distribution_Header_9F | Chilled_Water_Pump | Distribution_Header
CHW_Pump_Group | AHU_UFAD_1 | Chilled_Water_Pump | AHU
CHW_Pump_Group | AHU_UFAD_10 | Chilled_Water_Pump | AHU
CHW_Pump_Group | AHU_UFAD_2 | Chilled_Water_Pump | AHU
CHW_Pump_Group | AHU_UFAD_3 | Chilled_Water_Pump | AHU
CHW_Pump_Group | AHU_UFAD_4 | Chilled_Water_Pump | AHU
CHW_Pump_Group | AHU_UFAD_5 | Chilled_Water_Pump | AHU
CHW_Pump_Group | AHU_UFAD_6 | Chilled_Water_Pump | AHU
CHW_Pump_Group | AHU_UFAD_7 | Chilled_Water_Pump | AHU
CHW_Pump_Group | AHU_UFAD_8 | Chilled_Water_Pump | AHU
CHW_Pump_Group | AHU_UFAD_9 | Chilled_Water_Pump | AHU
CW_Pump_1 | Chiller_Plant | Condenser_Water_Pump | Chiller_Plant
Cafeteria_Zone_B1F | Kitchen_Exhaust_Fan_B1F | HVAC_Zone | Exhaust_Fan
Chiller_1 | CHW_Pump_1 | Chiller | Chilled_Water_Pump
Chiller_1 | Cooling_Tower_1 | Chiller | Cooling_Tower
Chiller_2 | CHW_Pump_1 | Chiller | Chilled_Water_Pump
Chiller_2 | Cooling_Tower_2 | Chiller | Cooling_Tower
Chiller_3 | CHW_Pump_1 | Chiller | Chilled_Water_Pump
Chiller_3 | Cooling_Tower_3 | Chiller | Cooling_Tower
Chiller_4 | CHW_Pump_1 | Chiller | Chilled_Water_Pump
Chiller_4 | Cooling_Tower_1 | Chiller | Cooling_Tower
Chiller_Plant | CC_System | Chiller_Plant | Chilled_Ceiling_System
Chiller_Plant | UFAD_System | Chiller_Plant | UFAD_System
Cooling_Tower_1 | CW_Pump_1 | Cooling_Tower | Condenser_Water_Pump
Cooling_Tower_2 | CW_Pump_1 | Cooling_Tower | Condenser_Water_Pump
Cooling_Tower_3 | CW_Pump_1 | Cooling_Tower | Condenser_Water_Pump
DOAS_1 | UFAD_System | AHU | UFAD_System
DOAS_2 | UFAD_System | AHU | UFAD_System
DOAS_3 | UFAD_System | AHU | UFAD_System
DSF_System | NP_System | Double_Skin_Facade_System | Night_Purge_System
Domestic_Water_System | Water_Supply_Pump_1 | Water_System | Water_Pump
Domestic_Water_System | Water_Supply_Pump_2 | Water_System | Water_Pump
Electrical_System | BAS | Electrical_System | Building_Automation_System
Electrical_System | Chiller_Plant | Electrical_System | Chiller_Plant
Electrical_System | HVAC_System | Electrical_System | HVAC_System
Electrical_System | Lighting_System | Electrical_System | Lighting_System
Electrical_System | Vertical_Transport_System | Electrical_System | Equipment_System
FCU_2F | Lounge_Zone_2F | Fan_Coil_Unit | HVAC_Zone
FCU_3F_1 | Conference_Zone_3F | Fan_Coil_Unit | HVAC_Zone
FCU_3F_2 | Conference_Zone_3F | Fan_Coil_Unit | HVAC_Zone
FCU_Group | GEC_Tower_B | Fan_Coil_Unit | Building
HW_Pump_1 | RH_Distribution_Header_10F | Hot_Water_Pump | Distribution_Header
HW_Pump_1 | RH_Distribution_Header_11F | Hot_Water_Pump | Distribution_Header
HW_Pump_1 | RH_Distribution_Header_12F | Hot_Water_Pump | Distribution_Header
HW_Pump_1 | RH_Distribution_Header_14F | Hot_Water_Pump | Distribution_Header
HW_Pump_1 | RH_Distribution_Header_15F | Hot_Water_Pump | Distribution_Header
HW_Pump_1 | RH_Distribution_Header_5F | Hot_Water_Pump | Distribution_Header
HW_Pump_1 | RH_Distribution_Header_6F | Hot_Water_Pump | Distribution_Header
HW_Pump_1 | RH_Distribution_Header_7F | Hot_Water_Pump | Distribution_Header
HW_Pump_1 | RH_Distribution_Header_8F | Hot_Water_Pump | Distribution_Header
HW_Pump_1 | RH_Distribution_Header_9F | Hot_Water_Pump | Distribution_Header
PAC_Lobby_1F | Lobby_Zone_1F | AHU | HVAC_Zone
Parking_Zone_B2F | Exhaust_Fan_B2F | HVAC_Zone | Exhaust_Fan
Parking_Zone_B3F | Exhaust_Fan_B3F | HVAC_Zone | Exhaust_Fan
Parking_Zone_B4F | Exhaust_Fan_B4F | HVAC_Zone | Exhaust_Fan
RH_Distribution_Header_10F | RH_Panel_10F_Int | Distribution_Header | Radiant_Heating_Panel
RH_Distribution_Header_11F | RH_Panel_11F_Int | Distribution_Header | Radiant_Heating_Panel
RH_Distribution_Header_12F | RH_Panel_12F_Int | Distribution_Header | Radiant_Heating_Panel
RH_Distribution_Header_14F | RH_Panel_14F_Int | Distribution_Header | Radiant_Heating_Panel
RH_Distribution_Header_15F | RH_Panel_15F_Int | Distribution_Header | Radiant_Heating_Panel
RH_Distribution_Header_5F | RH_Panel_5F_Int | Distribution_Header | Radiant_Heating_Panel
RH_Distribution_Header_6F | RH_Panel_6F_Int | Distribution_Header | Radiant_Heating_Panel
RH_Distribution_Header_7F | RH_Panel_7F_Int | Distribution_Header | Radiant_Heating_Panel
RH_Distribution_Header_8F | RH_Panel_8F_Int | Distribution_Header | Radiant_Heating_Panel
RH_Distribution_Header_9F | RH_Panel_9F_Int | Distribution_Header | Radiant_Heating_Panel
Rainwater_Pump | GEC_Tower_B | Pump | Building
Solar_PV_System | Electrical_System | Solar_PV_System | Electrical_System
Supply_Fan_B2F | Parking_Zone_B2F | Supply_Fan | HVAC_Zone
Supply_Fan_B3F | Parking_Zone_B3F | Supply_Fan | HVAC_Zone
Supply_Fan_B4F | Parking_Zone_B4F | Supply_Fan | HVAC_Zone
Wastewater_Aeration_Pump | Wastewater_Treatment_Tank | Pump | Equipment
Water_Supply_Pump_1 | GEC_Tower_B | Water_Pump | Building

## 5_통계요약
항목 | 값
온톨로지 버전 | v1.9 (Phase 7 — 전면 보완)
총 트리플 수 | 5711
고유 인스턴스 수 (bldg: 엔티티) | 845
--- 인스턴스 구분 ---
Floor | 18
HVAC Zone | 70
Room/Space | 57
Equipment | 260
Sensor | 276
Command/Setpoint | 86
System | 21
Profile | 12
기타 | 45
--- 층별 모델 ---
지하 (B4F~B1F) | 주차장+기계실+전기실+식당
포디움 (1F~3F) | 로비+라운지+회의실
Tier 1 (5F~10F) | 일반 업무층 — 오픈오피스80%
Tier 2 (11F~12F) | 중간관리자 — 개별오피스15% 추가
Tier 3 (14F~15F) | 임원층 — 임원실30% + VIP회의실25%
옥상 (RF) | 냉각탑+태양광+기상센서+배기팬
--- 관계 수 ---
feeds 관계 | 169
isPartOf 관계 | 418
hasPart 관계 | 258
hasLocation 관계 | 391
isPointOf 관계 | 425
--- confidence 태깅 ---
confirmed | 22
estimated | 539
inferred | 284
태깅없음 | 0
--- SHACL 검증 ---
Conforms | True
Shape 수 | 11